## sheet
Indus ID | Site Name | Latitude | Longitude | Site address | Anchor OPCO ID | Anchor OPCO NAME | Circle | TowerType in ISC (GBT/RTT/RTP) | Guest Opco Name | Guest Opco ID | Reference Number | Guest ID | Guest Name | Tower Type | Tower/Pole Height | Maximum AGL | Site Type | EB phase | EB Sanction Load load | EB Current load | EB O/P Voltage | EB O/P Load | No of shelter | Shelter (1) | Size of shelter (1) | Shelter (2) | Size of shelter (2) | No of AC | Make Of AC (1) | Ton (1) | AC Phase (1) | Make Of AC (2) | Ton (2) | AC Phase (2) | Make Of AC (3) | Ton (3) | AC Phase (3) | Make Of AC (4) | Ton (4) | AC Phase (4) | PIU / IIPMS/SPS / SP Make | No of LCU | LCU Capacity (1) | LCU Load (1) | LCU Capacity (2) | LCU Load (2) | No of DG | DG /KVA (1) | No of Phase (1) | DG Load (1) | DG /KVA (2) | No of Phase (2) | DG Load (2) | No of SMPS | Make of SMPS (1) | Capacity of SMPS (1) | Smps Voltage (1) | SMPS Load (1) | SMPS Location (1) | SMPS Module Capacity(W) (1) | Module Capacity (Total Slots) (1) | No of Modules Installed (1) | Free MCB (1) | Channels 1 (1) | Opco 1 (1) | Opco Load 1 (1) | Channels 2 (1) | Opco 2 (1) | Opco Load 2 (1) | Channels 3 (1) | Opco 3 (1) | Opco Load 3 (1) | Channels 4 (1) | Opco 4 (1) | Opco Load 4 (1) | Make of SMPS (2) | Capacity of SMPS (2) | Smps Voltage (2) | SMPS Load (2) | SMPS Location (2) | SMPS Module Capacity(W) (2) | Module Capacity (Total Slots) (2) | No of Modules Installed (2) | Free MCB (2) | Channels 1 (2) | Opco 1 (2) | Opco Load 1 (2) | Channels 2 (2) | Opco 2 (2) | Opco Load 2 (2) | Channels 3 (2) | Opco 3 (2) | Opco Load 3 (2) | Channels 4 (2) | Opco 4 (2) | Opco Load 4 (2) | No of BB | Make Of BB (1) | BB type (1) | Capacity of BB (1) | BB Voltage (1) | Ageing of BB (1) | BB Location (1) | Make Of BB (2) | BB type (2) | Capacity of BB (2) | BB Voltage (2) | Ageing of BB (2) | BB Location (2) | No of FCU/NCU/DTU | Make of FCU/NCU/DTU (1) | Any other equipments (1) | Make of FCU/NCU/DTU (2) | Any other equipments (2) | Total Nos. GSM | Height of GSM | Total Nos.M/w | Height of MW | No of Free GSM Mounts & Heights | No of Free MW Mounts & Heights | free space for New GSM(heights) | free space for New MW(heights) | free space in Shelter | free space in outdoor | OD Bed required/Not Required | No of BTS ID | No of BTS OD | No of OPCO | Name of OPCO1 | Load Of Opco1 | Name of OPCO 2 | Load Of Opco 2 | Name of OPCO 3 | Load Of Opco 3 | Name of OPCO 4 | Load Of Opco 4 | Name of OPCO 5 | Load Of Opco 5
IN-1116882 | TIRUPUR ROAD | 10.5947 | 77.2461 | Mr.R.Balasubramanyam,S/O.Ramaswamy Gounder,32,Tiruppur Road,Eripalayam,Udumalpet ,Coimbatore Dist.-642 1263Ph:98425-35359 | UMPT10 | Airtel | Tamil Nadu | GBT |  |  | 12345 | 123 | sai | 3leged | 40 | 20 | ID | phase | 10 | 20 | 20kva | 30k | 2 | acme | 10 | acme | 10 | 4 | acme | 10t | 1phase | acme | 10t | 1phase | acme | 10t | 1phase | acme | 10t | 1phase | acme | 2 | 10 | 100 | 10 | 100 | 2 | 10kva | 2 phase | 10v | 10kva | 2 phase | 10v | 2 | acme | 10 | 10 | 10 | ID | 20 | 1 | 2 | 10 | 1 | airtel | 30 | 2 | vodafone | 40 | 3 | bsnl | 50 | 3 | bsnl | 50 | acme | 10 | 10 | 10 | ID | 20 | 1 | 2 | 10 | 1 | airtel | 30 | 2 | vodafone | 40 | 3 | bsnl | 50 | 3 | bsnl | 50 | 2 | acme | 2 | 10 | 200kw | 190 d | OD | acme | 2 | 10 | 200kw | 190 d | OD | 2 | acme | nice it is not there | acme | nice it is not there | 3 | 20 | 3 | 20 | 30 | 20 | no | no | no | no | yes | 12345 | 23 | 1 | 1 | 1 | 2 | 2 | 3 | 3 | 4 | 4 | 5 | 5
IN-1030529 | IRUGUR | 11.0175 | 77.0662 | M. Anandkumar, Sf.No203/1,2, No:9/5, Bajanai Kovil St, Irugur, Coimbatire Dt-641103 | 1203 | Vodafone | Tamil Nadu | GBT |  |  | 123456 | 1234 | sai2 | 4leg | 20 | 10 | OD | phase 2 | 30 | 60 | 70v | 19 | 2 | prime | 20 | prime | 20 | 2 | prime | 5t | 2phase | prime | 5t | 2phase | [6 empty] | prime | 2 | 20 | 200 | 20 | 200 | 2 | 30kva | 2phase | 10v | 30kva | 2phase | 10v | 2 | prime | 20 | 20 | 20 | OD | 20 | 20 | 20 | 20 | 1 | airtel | 20 | 2 | vodafone | 40 | 3 | bsnl | 20 | 3 | bsnl | 20 | prime | 20 | 20 | 20 | OD | 20 | 20 | 20 | 20 | 1 | airtel | 20 | 2 | vodafone | 40 | 3 | bsnl | 20 | 3 | bsnl | 20 | 2 | peimw | 3 | 15 | 200kw | 90d | ID | peimw | 3 | 15 | 200kw | 90d | ID | 2 | prime | nice it is there | prime | nice it is there | 5 | 10 | 6 | 10 | d | d | dd | d | d | ddf | no | fd | fd | gf | fg | ff | f2 | f2 | f3 | f4 | f5 | f5 | f6 | f7
IN-1030763 | WOODCOTE | 11.3407 | 76.7871 | C.Prasad, Old S.F.No.B115/B2, R.S.F.No.2256, New S.F.No.C13/11, Near D.No.56, Wood Cote Estate, Coonoor, The Nilgiris - 643 102. | 554 | Vodafone | Tamil Nadu | GBT | Airtel | Alpha Numeric and symbol | R/NN-123456 | Alpha Numeric and symbol | Airtel | 6Leg | Numeric | Numeric | ID/OD/ID-OD | 1 Phase | Numeric | Numeric | 230V | 230V | Numeric | Alpha | 3000x3600x3000 | Alpha | 3000x3600x3000 | Numeric | Alpha | 4Tr | [10 empty] | Alpha | Numeric | 12.5KVA | Numeric | Numeric | Numeric | Numeric | Alpha Numeric | Alpha Numeric | 20A | Alpha Numeric | Alpha Numeric | Alpha Numeric | Numeric | Alpha | 24KW | 48V | 20A | OD | 2x4000W | Numeric | Numeric | Numeric | CH-1/CH-2 | airtel | 20A | Numeric | vodafone | 40A | Numeric | [26 empty] | Nummeric | Alpha | VRLA/VRLA+/TGEL | 600AH/300Ah/1020AH/240AH | 48V/24V | Alpha Numeric | ID/OD | [6 empty] | Numeric | Alpha | Yes/No | Alpha | Yes/No | Numeric | Numeric | Numeric | Numeric | Numeric | Numeric | Numeric | Numeric | 600x400x400 | 600x400x400 | Yes/No | Numeric | Numeric | Numeric | Airtel 3G | 40A | RJIO | 20A | VODAFONE 4G | 35A | IDEA 3G | 23A | IDEA | 28A
IN-1030766 | GOOD SHEAPERAD SCHOOL | 11.3754 | 76.6695 | The President, Rotary club of Nilgiris WEST, S.F.No.313/1, Opposite To Good Shepherd School, Nanjanadu, Pallada, Ooty, The Nilgiris District. | 593 | Vodafone | Tamil Nadu | GBT |  |  | R/RES-123456 |  |  | Pole |  |  |  | 3 Phase |  |  | 440V | 440V | [7 empty] | 3TR | [12 empty] | Alpha Numeric | [12 empty] | Alpha Numeric | Alpha Numeric | Alpha Numeric | ID | Alpha Numeric and symbol | 3,5,6
IN-1030834 | AACHIPATTI | 10.7001 | 77.0124 | B.Dhanalakshmi, S.F.No.48/B2, Master Colony , Achipatty Post, Pollachi Taluk, Coimbatore- 642002 | 1469 | Vodafone | Tamil Nadu | GBT |  |  | R/RL-123456 | [6 empty] | 2 Phase | [11 empty] | 0.9TR
IN-1030835 | POLICE QUARTRES (POLLACHI) | 10.6666 | 77.0014 | K. UMAMAHESWARI, TOWN S.F. NO. 7/2 , 16/6B , 17/1, NEW VELUSAMY LAY - OUT NEAR POLICE QUARTERS , POLLACHI TALUK COIM BATORE - 642 001. | 1470 | Vodafone | Tamil Nadu | GBT | [21 empty] | 1.5TR
IN-1030837 | SULUR AIRFORCE | 11.0278 | 77.1591 | S.ASHOKAN, OPP TO AIRTEL TOWER, KADAMPADY POST, SULUR AURO, COIMBATORE 641 401. | 1378 | Vodafone | Tamil Nadu | GBT | [21 empty] | 1.25TR
IN-1030851 | VAGARAYAMPALAYAM | 11.1434 | 77.1327 | C.Chandran, S.F.No. 484/1, Anna Street, Vagarajah Palayam, Karumpathampatti Via, Coimbatore District. | 1592 | Vodafone | Tamil Nadu | GBT | [21 empty] | 2TR
IN-1030450 | MARUTHAMALAI | 11.0441 | 76.8642 | M. Thangavel, S.F.No:158/1H1, Open Land, Marudhamalai Adivaram, Coimbatore-46. | 1201 | Vodafone | Tamil Nadu | GBT
IN-1030982 | MARAINE COLLEGE | 10.8625 | 77.0137 | Mr. R. Rajenderan, S.o. Rangasamy Gounder, Old No. 3/125C, Mettu Thottam, Near TDK Company, Mayilery Palayam, Othakalmandapam Via, Pollachi Main Road, Coimbatore - 641 032. Ph. No. 0422-2610027 | 1187 | Vodafone | Tamil Nadu | GBT
IN-1031086 | AMARAVATHI | 10.4237 | 77.2692 | A.THANGAVEL, THANGAVEL THOTTAM, 14/40, GANDHI COLONY, AMARAVATHI GAR, UDUMALPET TK, COIMBATORE - 6, 04254-256045 | 1984 | Vodafone | Tamil Nadu | GBT
IN-1031088 | VADA SITHUR | 10.8336 | 77.0857 | Mr.Raja, Vadachitoor, pollachi tk, coimbatore Dt, 92451-63322 | 2496 | Vodafone | Tamil Nadu | GBT
IN-1031204 | NALLATTIPALAYAM | 10.7888 | 77.0122 | R.GOPAL,SENDRAM PALAYAM,EARGKUDU THITTAM,THAMARI KULLAM PO,POLLACHI TK,KOVAI-642109,PH:9994597811 | 2368 | Vodafone | Tamil Nadu | GBT
IN-1031286 | ADHIKARATTI | 11.3371 | 76.6976 | Deviammal, S.F.No.1113/2C, New No.154/13, Adikaretty Village(Post), The Nilgiris - 643 203. | 783 | Vodafone | Tamil Nadu | GBT
IN-1031290 | ELKHILL | 11.397 | 76.7039 | P.Rajendran, R.S.F.No.586, R.K.Puram, Elk Hill Road, Near Sterling Resorts, Ooty. | 488 | Vodafone | Tamil Nadu | GBT
IN-1031337 | COONOOR BB | 11.3495 | 76.8101 | RS No. 1061, Ward B, Block 49, TS No. 30, Quill Hill, Coonoor, Nilagiris Dist.., | 908 | Vodafone | Tamil Nadu | GBT
IN-1031390 | KANIYUR | 10.5825 | 77.2547 | KASA NO. 111/1C, THANTHONI VILLAGE, THUNGAVI POST, UDUMALPET THALUK, COIMBATORE DIST., (KANIYUR) | 3104 | Vodafone | Tamil Nadu | GBT
IN-1031410 | GOMANGALAMPUDUR | 10.62 | 77.1322 | Gomangalampudur | 3101 | Vodafone | Tamil Nadu | GBT
IN-1031586 | ARUVANKADU | 11.37 | 76.7675 | ARUVANKADU | 905 | Vodafone | Tamil Nadu | RT Tower
IN-1031592 | DODDAPETTA | 11.4022 | 76.7369 | Paging tower,Airforce Campus,Doddabetta | 906 | Vodafone | Tamil Nadu | RT Tower
IN-1031742 | MAHALINGAM ENGINEERING COLLEGE | 10.6559 | 77.0321 | R.MANIMEGALAI, S.F.NO.26, GANESH GAR, M.K.PATTI POST, UDUMALPET ROAD, POLLACHI, COIMBATORE - 642 003. | 3112 | Vodafone | Tamil Nadu | RT Tower
IN-1031759 | KOLUMAM | 10.4727 | 77.3616 | S. Kanagarajan, No.2/133, Main Road, Kozhumam Post, Udumalpet, Coimbatore - 642 204. | 1032 | Vodafone | Tamil Nadu | RT Tower
IN-1031774 | A T C MARKET | 11.4069 | 76.7037 | S.Ahammad Basheer, Em Plaza, Commercial Road, Opposite To Clock Tower Market, Ooty, The Nilgiris - 643 001. | 579 | Vodafone | Tamil Nadu | RT Tower
IN-1031784 | YELLANHALLI, NEAR OOTY TOWN | 11.3782 | 76.7444 | N.Nandha Gopal, No.8/48, Needle Industries, Yellanhalli, The Nilgiris - 643 243. | 581 | Vodafone | Tamil Nadu | RT Tower
IN-1031862 | NEW DHALI ROAD | 10.5868 | 77.2459 | S.DHARMARAJAN, DHAMU BOOKS AND GENERAL MERCHANTS, NO.292, DHALI ROAD, UDUMALPET, COIMBATORE - 642 126. | 1587 | Vodafone | Tamil Nadu | RT Tower
IN-1031942 | MAHALINGAM STREET | 10.6608 | 77.009 | P.SIVAKUMAR, A.P.COMPLEX, 56, SRSMS MILL STREET, OPP : FIRE SERVICE STATION, POLLACHI, CBE DT. PH : 98658-99322 | 2692 | Vodafone | Tamil Nadu | RT Tower
IN-1085014 | OTY MAIN BAZAAR | 11.4045 | 76.7005 | Mr Manachand, Deep textiles, Main Bazzar, Ooty, 0423-2440589, 9442200589 | 146 | Vodafone | Tamil Nadu | RT Tower
IN-1069333 | PAPPANKULAM | 10.5239 | 77.3251 | K.PALANISAMY GOUNDER, S/O.KULAINTHAIVEL GOUNDER, MANIYAKARAR THOTTAM, PAPPANKULAM, UDUMALPET(TK), COVAI(DT), PH.9442066244 | 3193 | Vodafone | Tamil Nadu | GBT
IN-1230553 | GOODALUR | 11.5027 | 76.491 | A.Mohammed Kasim, SF No: 339/13A, 10/660, SM Oil c | 3999 | Vodafone | Tamil Nadu | GBT
IN-1070579 | KATHAMPATTI | 10.808 | 77.1428 | S.GIRI KATHIVEL S/O SUBRAMANI,SALAI THITHAM,KATHAMPATTI,POLLACHI-T.K,KOVAI-DIST,PIN-638202, PH-9865357895 | 2495 | Vodafone | Tamil Nadu | GBT
IN-1074801 | VELLAMADAI | 11.1624 | 76.9964 | DEVARAJ,S/O APPASAMY NAIDU,2/2,VELLAMADAI,VAIYAMPALAYAM (VIA),CBE-641110 PH NO:9786888313 | 3389 | Vodafone | Tamil Nadu | GBT
IN-1074822 | DEVALA | 11.4818 | 76.3783 | A.Fakeer mohammed sait, SF No: 127/1, AR Rajan tea estate, athikuna road, Devela, The nilgiris, 94430-21251, 94420-18698 | 3450 | Vodafone | Tamil Nadu | GBT
IN-1109149 | DEVAMBADI | 10.7076 | 76.9396 | M.KATHIRVEL S/O MAYILSWAMY NADAR DEVAMPADI VALASU,POLLACHI(TK),COIMBATORE(DT),PH | 1178 | Vodafone | Tamil Nadu | GBT
IN-1115038 | NAADUGANI | 11.4695 | 76.4113 | P.SUBRAMANIAM, S/O.PALANIVEL, 6/82-D, NADUKANI BAZAR, COODALORE TK., NILGIRIS. PH : 04262-260396 (PP) | 2671 | Vodafone | Tamil Nadu | GBT
IN-1128409 | SHAKTHIMALAI | 11.4288 | 76.866 | MR.PRADEEP, LINDETH COTTAGE, | 2393 | Vodafone | Tamil Nadu | GBT
IN-1128411 | SHENJERIPUTHUR | 10.8163 | 77.2735 | V.KANDASAMY GOUNDER, 2/388, DHARANI AGENCIES, UDUMALAI MAIN ROAD | 2997 | Vodafone | Tamil Nadu | GBT
IN-1128481 | MAHAPURAM | 10.6664 | 77.0139 | MEENAKSHI AMMAN KALYANA MANDAPAM | 1027 | Vodafone | Tamil Nadu | RT Tower
IN-1250469 | KODANAD | 11.5232 | 76.9141 | Mr.S.A.Mani,Kodanadu View Point,Kodanadu(P.O),Koth | 2663 | Vodafone | Tamil Nadu | GBT
IN-1030445 | MALUMICHAMPATTI | 10.9041 | 76.9998 | M. SHANMUGAM, SF NO:344/2, SITE NO'S.14 PART & 16, 2/606, MALUMACHAMPATTI THATTASALAI, COIMBATORE DT. | 1205 | Vodafone | Tamil Nadu | GBT
IN-1030518 | KOVILPALAYAM | 11.1412 | 77.0371 | SF NO.369 Part,Site No .17&18,Kovil Palayam Village ,Pollachi | 2135 | Vodafone | Tamil Nadu | GBT
IN-1030537 | ZAMIN UTHUKULI | 10.6487 | 76.9796 | P. Vijayalakshmi, S.F.No.145/1A, Ramanathapuram Colony, Zameen Uthukuli, Pollachi, Coimbatore - 642 004. | 3110 | Vodafone | Tamil Nadu | GBT
IN-1030543 | KOTTUR | 10.5376 | 76.9819 | S. SARASWATHI, DOOR NO.99, WARD NO.11, MALAYANDIPATTIM VILLAGE, KOTTUR, POLLACHI TALUK, COIMBATORE DISTRICT. | 3111 | Vodafone | Tamil Nadu | RT Tower
IN-1030585 | OTHAKALMANDAPAM, POLLACHI ROAD | 10.8799 | 77.0012 | N.Saravanan, S.F.No.336/2B, Site No.D-5,Pushpa Nagar, Premier Mill Gate Bus Stop, Pollachi-Covai Main Road, Othakkalmandapam, Coimbatore - 641 032. | 2226 | Vodafone | Tamil Nadu | GBT
IN-1030623 | KARADIVAVI | 10.9645 | 77.1951 | V.ARUKATHAL, S.F.NO.241/4, NEAR TELEPHONE EXCHANGE, KARADIVAVI POST, PALLADAM TALUK, COIMBATORE - 641 658. | 2054 | Vodafone | Tamil Nadu | GBT
IN-1030675 | THADAGAM, COIMBATORE | 11.0805 | 76.8678 | P.JAYAKUMAR, P.JAYAKUMAR,S/O PAPPU CHETTIAR 1/256 UJJAYANOOR ROAD THADAGAM CBE-641108 PH -0422-2658400 | 1207 | Vodafone | Tamil Nadu | GBT
IN-1030789 | PONNANDAMPALAYAM | 11.1088 | 77.132 | P.R.ANGAMMAL, S.F. NO. 346/1, DOOR NO, 40-A, PONNDAMPALAYAM, KANIYUR POST, KARUMATHAMPALAYAM VIA , COIMBATORE-. | 1398 | Vodafone | Tamil Nadu | GBT
IN-1030852 | SIMSON NAGAR | 11.0352 | 76.9319 | M.KANNAPPAN, S.F.No. 234/1, Simpson Nagar, Edyarapalayam Post, Coimbatore - 641 025. | 1376 | Vodafone | Tamil Nadu | GBT
IN-1031516 | TVSNAGAR | 11.0399 | 76.9255 | K.S.Complex,12/6,Thadagam Road,Edayarpalayam,Coimbatore-25 | 1045 | Vodafone | Tamil Nadu | RT Tower
IN-1030901 | CHINNAVALAVADI | 10.5451 | 77.1845 | MR.GURUSAMY NAICKER, 8/73, RAJA OFFICE, NEAR EB OFFICE, VALAVADI, UDUMALPET TK, COIMBATORE-6, 99650-08085 | 2061 | Vodafone | Tamil Nadu | GBT
IN-1030975 | ITHALAR | 11.3347 | 76.6355 | Mr.Ramakrishnan, Karaikar mandhi, new Athari Tea industry, Ithalar, Ooty, 94423-48550, 99436-35527 | 1863 | Vodafone | Tamil Nadu | GBT
IN-1031085 | APPANAKKAN PATTI | 10.9741 | 77.1552 | K.Gurusamy, Appanaickan patty, Palladam TK, Coimbatore Dt - 99446-84808, 94436-52377 | 2497 | Vodafone | Tamil Nadu | GBT
IN-1031090 | S G PUDUR | 10.6241 | 76.9382 | S.Govindasamy, 5/162, Near Railway station, subbiah gounder pudur post, pollachi TK - 642 103, coimbatore Dt , 98846-90302, 04259-253424 | 2491 | Vodafone | Tamil Nadu | GBT
IN-1031148 | SETHUMADAI | 10.5128 | 76.8813 | M.Saleem, Muthusamy chettiyar thottam, sethumadai, pollachi, coimbatore Dt, 9442343935 | 2494 | Vodafone | Tamil Nadu | GBT
IN-1031191 | KENDHURAI | 11.452 | 76.7598 | MR.A.J.MAHALINGAM, LAND NEAR BSNL TOWER, SF NO: 343, AARUKUCHI(VILLAGE), NEAR E.B.OFFICE, KENTHORAI, OOTY, NILGIRIS. PH. 99437 41890. | 1871 | Vodafone | Tamil Nadu | GBT
IN-1031211 | ODDAIKADU | 11.4521 | 76.7063 | G.H.Kalu, Land Near Water Tank, Odaikkadu Indra Nagar, Thavani(Po), Kadanadu(Tk), Nilgiris. Ph. 0423 2503530, 04254 227891, 99420 78764. | 1883 | Vodafone | Tamil Nadu | GBT
IN-1031237 | KADUVETTIPALAYAM | 11.1782 | 77.1426 | G. Kamalam, S.F.No.301/B4, Open Land Belonging To Kamalam Alias Kamalathal, Kaduvettipalayam, Coimbatore - 641 659 | 2046 | Vodafone | Tamil Nadu | GBT
IN-1031317 | MANJUR | 11.2719 | 76.6472 | N.BUDHI CHANDHIRAN, OLD S.F.NO. 40, NEW S.F.NO. 368/4, SITUATED AT MANIKAAL VILLAGE, KUNTHA POST, MANJOOR, THE NILGIRIS DISTRICT 643 219. | 367 | Vodafone | Tamil Nadu | GBT
IN-1031318 | YEDAKADU | 11.2997 | 76.6416 | J.Balakrishnan, S.F.No.290/293 Situated At Near Bsnl Tower, Sundadatti, Edakadu Post, The Nilgiris District - 643 282. | 369 | Vodafone | Tamil Nadu | GBT
IN-1031336 | ANNUR | 11.235 | 77.0933 | SF No. 149/1E, Site No. 12 part & 13, Oddarapalayam Village, Annur. | 1047 | Vodafone | Tamil Nadu | GBT
IN-1031345 | CHARRINGCROSS | 11.4101 | 76.7093 | RS No:1672/2, Ethenes Road, Nilgiris Dist. | 901 | Vodafone | Tamil Nadu | GBT
IN-1031347 | LOVEDALE | 11.3819 | 76.7078 | RS NO. 4954/1, UDHAGAMANDALAM REGN. DIST.,LOVEDALE. | 904 | Vodafone | Tamil Nadu | GBT
IN-1031375 | KARAMADAI | 11.2536 | 76.9561 | Plot Nos. 29 part & 30, V R V Nagar, SF No. 174/1 (As per new Sub-division 174/1A), Karamadai Village, Mettupalayam Taluk&Sub-Regn Dist. Coimbatore Dist | 1024 | Vodafone | Tamil Nadu | GBT
IN-1031389 | QUILL HILL, COONOOR | 11.3519 | 76.7994 | Thomas George, R.S.1061, WARD - B, BLOCK 49, T.S.NO.30, COONOOR VILLAGE, COONOOR SUB-REGN. DIST. NILGIRIS REGN. DIST. | 903 | Vodafone | Tamil Nadu | GBT
IN-1031411 | MADATHUKULAM | 10.5581 | 77.3638 | Mr.Kani, 47, Main road, madathukulam, udumalpet, coimbatore - 642 113, 98659-03381 | 2700 | Vodafone | Tamil Nadu | RT Tower
IN-1030821 | KATHIR NAICKEN PLYAM | 11.1028 | 76.9239 | G.Saravanakumar, S.F. No. 564/2, Near Door No. 10/262, Kathinayakkam Palayam, Gurdampalayam, Coimbatore-641017 | 1397 | Vodafone | Tamil Nadu | GBT
IN-1031638 | NARASIMHANAIKEN PALAYAM | 11.1154 | 76.9359 | M. PALANIKUNJARAM, S.F.NO.134/1,MANICKAM COMPLEX, DOOR NO.11-3, RASIMHAICKEN PALAYAM, COIMBATORE DISTRICT - 641 031. | 1090 | Vodafone | Tamil Nadu | RT Tower
IN-1031948 | MASINAGUDI | 11.454 | 77.4459 | T.ABDUL RAHIM, Hotel Dream Land, Door No. 8/18, Main Road, Masinakudi, The Nilgiris District. | 1453 | Vodafone | Tamil Nadu | RT Tower
IN-1062949 | PERIA BIEKATHY | 11.3764 | 76.7499 | MR.L.MAHESH.S/O.LINGAM,10/350,E-4,OOTY GOOUNDER MAIN ROAD,PERIYABAKKITTY,ARUNANKADU POST,NIGIRI-643 202-PH-9443897249 | TRDKT1 | Airtel | Tamil Nadu | RT Tower
IN-1069309 | GOODWILL | 11.4523 | 76.8083 | PRADEEP PANDIARAJAN, GOODWILL ESTATE, THE FARM TEA ESTATE, KOTHAGIRI, NILGIRIS. PH : 98422-90090. 04266-279900 | 3175 | Vodafone | Tamil Nadu | GBT
IN-1069324 | KAYYUNNI | 11.5427 | 76.2562 | Mr.Ovaseth, Arrakudiyil house, kayyuni, Malakolli post, Pandalur TK, Nilgiris Dt, 94430-03943 | 3185 | Vodafone | Tamil Nadu | GBT
IN-1069334 | PULAVADI | 10.7394 | 77.3083 | S.VENKIDU SAMY, STATE BANK NEAR POOLAVADI(PO), UDUMALAI(TK), COIMBATORE. CELL.9442338408. PH.0425888304. 249179. | 3194 | Vodafone | Tamil Nadu | GBT
IN-1070376 | THALAKUNTA | 11.4501 | 76.6802 | Open land of Mr.Vincent, Thalaikunda, Near Gandhi nagar, Contact person: Mr.Chandran ) | 1899 | Vodafone | Tamil Nadu | GBT
IN-1070547 | BANKCOLONY | 11.4162 | 76.7215 | N.VENKATESH, S/O. NAGARAJ, KOTTAPPAMUND, OOTY. PH : 93448-79062 | 2442 | Vodafone | Tamil Nadu | GBT
IN-1070550 | CHERAMBADI | 11.5163 | 76.2701 | P.Ali appu, TMK store, chungam, Cherambadi Post, nilgiris, 04262-266651 | 2444 | Vodafone | Tamil Nadu | GBT
IN-1070553 | AYYANKOLLY | 11.5581 | 76.3113 | O.V.GEORGE,S/O.O.V.VEKKY, D.NO:5/401A,AYYANKOLLY(V), MUNNANADE(P),PANDALUR(Tk), NILGIRI(Dt),PH:9486022235. | 2445 | Vodafone | Tamil Nadu | GBT
IN-1070645 | SELAS | 11.328 | 76.7367 | E.SANKAR, S/O.EARAAH, 13/224, KAKKACHI ESTATE, KAIDARI P.O., KOONOOR TK., NILGIRIS. PH : 93450-08408 | 2658 | Vodafone | Tamil Nadu | GBT
IN-1070647 | ERUMAD | 11.5709 | 76.2597 | M.EBRAHIM, MUCALAYIL MEDICALS, KONNAGAL P.O., ERUMUT T.K., NILGIRIS. PH : 04262-267446 | 2662 | Vodafone | Tamil Nadu | GBT
IN-1070648 | DENAUD | 11.4477 | 76.9466 | K.Saravana Kumar, Thennadu Village, Keel kothagiri post, kothagiri TK, Nilgiris, 97864-97720 | 2664 | Vodafone | Tamil Nadu | GBT
IN-1070652 | SRIMADURAI | 11.5539 | 76.5001 | St. Sebastain church, Manavayal, Sri madurai post, Gudalur TK, Nilgiris, 04262-226229, 9486928610 | 2670 | Vodafone | Tamil Nadu | GBT
IN-1070675 | UPPATI | 11.5176 | 76.3573 | AK Aboo Hajee, old SF No: 340/2 and 340/3, New SF No: 1752/4, 19/142, Jisha Estate, Uppatti post, Pandalur TK, The nilgiris - 643 241, 94435-23417, 04262-220036 | 2755 | Vodafone | Tamil Nadu | GBT
IN-1070732 | BITHERKAD | 11.5656 | 76.3775 | H.Abdullah, 4/149-C, Bitherkadu, Panadallu, Nilgiris, 04262-227077, 09446641531 | 2925 | Vodafone | Tamil Nadu | GBT
IN-1070733 | KOLAPPALLI | 11.5232 | 76.3273 | A.SIMON (LATE), 6/4, 113-D8, KOLAPALLI PO., PANDALUR, NILGIRIS. PH : 94435-84948 | 2927 | Vodafone | Tamil Nadu | GBT
IN-1070736 | MUNNAD | 11.575 | 76.326 | P.CHINNAVAN,S/O.PALANI,NO:2/138,AMBALAMOOLA,SCHOLL KNNU,MUNNAD(P),PANDALUR(Tk),NILGIRI(Dt), PH:9486320716 | 2931 | Vodafone | Tamil Nadu | GBT
IN-1070738 | PYKARA | 11.4661 | 76.6031 | R.BABU, S/O.S.RAJU, DOOR.NO.24-39-01, PYKARA, NILGIRIS. PH.9443848743 | 2935 | Vodafone | Tamil Nadu | GBT
IN-1101266 | PANDALUR | 11.4906 | 76.3363 | Mr.Pilonthan, 70A, Opp to francs convent, pandalur, Nilagiris, 04262-220605 | 882 | Vodafone | Tamil Nadu | GBT
IN-1107072 | BIKKETI | 11.277 | 76.6262 | MISS.B.M.SEETHA,D/O,MR.MATHAMESTRI,BIKKETI(P.O),KUNDA(Tk),NILGIRI(Dt),PH:9442020234,0423-2509282 | 2299 | Vodafone | Tamil Nadu | GBT
IN-1107086 | GOMANGALAMPUDUR | 10.6104 | 77.1681 | S.JAYANTHI, SF NO: 101/A4, POLLACHI-UDUMALPET MAIN ROAD, KOMANGALAMPUDUR, NEAR TO ANDHIYUR, CBE, 0422-2579345, 98422-80086 | 3966 | Vodafone | Tamil Nadu | GBT
IN-1107087 | COODALORE-THORAPALLI | 11.5344 | 76.5201 | R.RAJALINGAM, S.O DRAVIYA NADAR, 17/272, THORAPALLI, COODALORE TK, NILGIRIS. PH : 94420-84808 | 2666 | Vodafone | Tamil Nadu | GBT
IN-1116937 | POKKAPURAM | 11.5414 | 76.6408 | ANIL,POKKAPURAM(V),OOTY(Tk),NILGIRI(Dt),PH:9843097181 | 2933 | Vodafone | Tamil Nadu | GBT
IN-1117527 | MEL THAIMALAI | 11.2667 | 76.7323 | na | 4636 | Vodafone | Tamil Nadu | GBT
IN-1122926 | MAYAR | 11.5982 | 76.6879 | Mayar Camp, Mayar (Po), Ooty | 1879 | Vodafone | Tamil Nadu | GBT
IN-1127739 | MEL HOSATTY | 11.2954 | 76.7026 | MR.B.KRISHNA MOORTHY, MELA HOOSATY | 1880 | Vodafone | Tamil Nadu | GBT
IN-1128462 | NELLAKOTTAI | 11.5516 | 76.4148 | MR.C.P.PAUL, SF NO: 742/2, | 881 | Vodafone | Tamil Nadu | GBT
IN-1250467 | UPPERGUDALUR | 11.4898 | 76.4988 | I.Devadoss,S/O.Innasimuthu,No:10/316,Ooty Rd,Upper | 2941 | Vodafone | Tamil Nadu | GBT
IN-1128431 | VEERAKERALAM | 11.0072 | 76.9146 | V.M.GNANAVEL, 26, MARIAMMAN KOVIL STREET | 2891 | Vodafone | Tamil Nadu | RT Tower
IN-1031072 | AMBARAM PALAYAM | 10.6382 | 76.9492 | R.Palanisamy gounder, Sriram coi industry, Alwa hosipital backside, Ambarampalayam, Meenkari road, pollachi tk, 04259-253217, 99424-75661, 253441 | 2388 | Vodafone | Tamil Nadu | GBT
IN-1031316 | KILKOTAGIRI(THUNERI) | 11.4324 | 76.9433 | M.Kamaraj, S.F No.174/2A, Thuneri, Keel Kothagiri Bazaar Post, The Nilgiris Dist - 643 271. | 368 | Vodafone | Tamil Nadu | GBT
IN-1031343 | ARASUR | 11.0912 | 77.1406 | R.Palanisamy, S/o.Ramasamy, Periya thottam, Arasur, Sathyamangalam TK, Erode Dt, 99659-30015 | 2006 | Vodafone | Tamil Nadu | GBT
IN-1031875 | HARINI ARCADE | 11.0393 | 76.9156 | V.MANU, NO.2/297, A1, HARINI ARCADE VADAVALLI, COIMBATORE - 641 041. | 1472 | Vodafone | Tamil Nadu | RT Tower
IN-1031348 | WOODCOCKROAD-LAKE | 11.4092 | 76.6919 | RS No. 2731/1B1, Udhagamandalam Village,Nilgiris Dist.. | 902 | Vodafone | Tamil Nadu | GBT
IN-1031583 | VADAVALLI | 11.0284 | 76.9031 | 169/5, VAISHVI COMPLEX,MARUTHAMALAI ROAD,CBE - 41 | 1063 | Vodafone | Tamil Nadu | RT Tower
IN-1031612 | KOTHAGIRI | 11.4247 | 76.8667 | J. Halan, J. Halan, Sf No 1011/2, A1A1A, No 157, C 10, Shakthi Building, Near Shanthi Metric School, Hope Park, Kothagiri 643 217 | 907 | Vodafone | Tamil Nadu | RT Tower
IN-1069315 | KERADAMATTAM | 11.4958 | 76.8993 | PRADEEP PANDIAN RAJAN,KARUDAMATTAM,KOTHAGIRI TALUKA,OOTY DIST. | 3179 | Vodafone | Tamil Nadu | GBT
IN-1070644 | NADUVATTAM | 11.4822 | 76.5424 | Mr.MANDA LINGAM,S/O.PUTTA MESTHIRI,NO:16/6,IB Rd,TANK MEDU,NADUVATTAM(P),OOTY(Tk), NILGIRI(Dt),PH:0423-225010 | 2656 | Vodafone | Tamil Nadu | GBT
IN-1070651 | SANDYNALLAH | 11.4371 | 76.6451 | D.Anna Samy, KH Deva gounder, 496, Indu Nagar, HPF, Ooty - 5 | 2669 | Vodafone | Tamil Nadu | GBT
IN-1070742 | TR BAZAAR | 11.4681 | 76.5807 | Mr.Guruchitan, TR Bazar, Indira nagar post, Ooty, 94423-69508 | 2940 | Vodafone | Tamil Nadu | GBT
IN-1074802 | KURUMBAMPALAYAM SULUR PRIVU | 11.0735 | 77.1072 | R.RANGASAMY,S/O RAMAN GOUNDER,1/238 A,KRR HOUSE,SULUR PIRIVU,AVISHI ROAD,CBE-641407 PH NO:98436-60096 | 3392 | Vodafone | Tamil Nadu | GBT
IN-1085556 | VAYALUR | 10.5464 | 77.3959 | Mrs.Nachammal anna nagar harshavarthna mill west puspsthur(po) vayalur palani (t.k) ph:9443622847 | 3983 | Vodafone | Tamil Nadu | GBT
IN-1030930 | KATTABETTU | 11.4156 | 76.7924 | N.MANICKAM, NEW GARS WOOD ESTATE, KATTA BETTU, KOTAGIRI TALUK, THE NILGIRIS. | 806 | Vodafone | Tamil Nadu | GBT
IN-1030799 | VELLAKINARU | 11.0755 | 76.9564 | V.R.SARASWATHI, S.F.No.77, No.2, Ammasai Gounder Street, Rajeshwari Nagar, Vellakinaru Post, Coimbatore - 641 029. | 1474 | Vodafone | Tamil Nadu | GBT
IN-1031837 | R S NAGAR, GOUNDAMPALAYAM, CBE | 11.0415 | 76.939 | K.T.Ramasamy Konar, No.8/22, Kottai Katti Salai, R.S.Nagar, Kavundampalaym, Coimbatore - 641 030. | 1375 | Vodafone | Tamil Nadu | RT Tower
IN-1031940 | RACECOURSE ROAD | 11.0005 | 76.9735 | Rajanarayan Towers, 70, Race course, Coimbatore - 18, 0422-4392222 | 1463 | Vodafone | Tamil Nadu | RT Tower
IN-1101262 | CHOKKANPUTHUR | 11.6705 | 77.5519 | V.GANESH, MURUGAN, AMMAN NAGAR, SITE NO.16.CHOKKAN PUDUR, CBE-39. PH.9894178016 | 3809 | Vodafone | Tamil Nadu | RT Tower
IN-1101263 | EDAYAR STREET | 11.661 | 77.6022 | S.Jayaraj, 675, Edayar Street, Coimbatore - 1 | 3536 | Vodafone | Tamil Nadu | RT Tower
IN-1101264 | ARINGAR ANNA NAGAR | 11.6394 | 77.6092 | MARUTHA MUTHU, S/O.CHITAMBARAM, ARINGAR ANNA NAGAR, OPP TO CDC DIPO, SOUTH UKKADAM, KOVAI. PH.9842252351 | 3961 | Vodafone | Tamil Nadu | RT Tower
IN-1031459 | CHERANTOWER | 10.9983 | 76.9708 | Cheran Tower,Arts College Rd,Coimbatore | 1030 | Vodafone | Tamil Nadu | RT Tower
IN-1031469 | RAJA STREET | 10.9933 | 76.9528 | Angappa Complex,361,362,Raja Street,Coimbatore-1 | 1043 | Vodafone | Tamil Nadu | RT Tower
IN-1031480 | WEST RS PRM | 11.0114 | 76.9461 | VENKATESHWARA COMPLEX,145,VENKATASWAMY ROAD,WEST RS PURAM COIMBATORE-2 | 1044 | Vodafone | Tamil Nadu | RT Tower
IN-1031620 | R S PURAM NEW | 11.0065 | 76.9457 | C. ARUMUGAM, C ARUMUGAM .S/O CHELLAPPA GOUNDERS F NO 8/631 PART SIT NO 16 WESTERN POSITION DOOR NO 313 THADAGAM ROAD PALCOMPANY COIMBATORE DIST-641002 PH04225528728 ,9344639137 | 1085 | Vodafone | Tamil Nadu | RT Tower
IN-1031861 | KEMPETTY COLONY | 10.9895 | 76.9561 | R.SAKTHIYENDRAN, NO. 18, KEMPATTY COLONY, STREET NO. 1, COIMBATORE - 641 001. | 1545 | Vodafone | Tamil Nadu | RT Tower
IN-1031606 | VENKITAPURAM | 11.0253 | 76.935 | GVV COMPLEX,246, NSR Road,Coimbatore - 25 | 1076 | Vodafone | Tamil Nadu | RT Tower
IN-1031881 | ESWARANKOIL STREET/KOTTAI MEDU | 10.9903 | 76.9634 | M.S.AYUB, DOOR NO. 44, EASWARAN KOIL STREET, KOTTAI MEDU, COIMBATORE - 641 001. | 1544 | Vodafone | Tamil Nadu | RT Tower
IN-1031823 | THELUNGUPALAYAM | 10.9938 | 76.9277 | T.P.Govindaraj, No.23, Panner Illam, Arumuga Udayar Street, Telungupalayam, Coimbatore - 641 029 | 859 | Vodafone | Tamil Nadu | RT Tower
IN-1031936 | JAGANATHAN NAGAR | 11.0278 | 77.0246 | P.Aravinda Devi, W/o. G.Periya samy, 46C, Dr.Jaganathan nagar, Avinashi road, coimbatore-14, 9894460150 | 2457 | Vodafone | Tamil Nadu | RT Tower
IN-1031589 | KRISHNA COLONY | 10.9966 | 77.0071 | T.T.NITHIYANDAM, NO.29,GAVEL ILLAM, MGR GAR EAST, SOWRIPALAYAM, COIMBATORE - 641 023. , No.29,Ganavel Illam, Mgr Nagar East, Sowripalayam, Coimbatore - 641 023. | 1064 | Vodafone | Tamil Nadu | RT Tower
IN-1031475 | SOWRIPALAYAM | 11.0146 | 77.0075 | L.M. Lawrance, No.137,138,Church Road, Sowripalayam, Coimbatore - 641 028. | 1046 | Vodafone | Tamil Nadu | RT Tower
IN-1030999 | SURYANAGAR-ONDIPUDUR | 11.0114 | 77.0491 | Mrs.Saradamani, 2nd Street, sivalingapuram, suryanagar, ondipudur - 16, 93448-26749, 93633-33306 | 2253 | Vodafone | Tamil Nadu | GBT
IN-1030438 | SINGANALLUR | 10.9998 | 77.0232 | Site No:15, Singai Chellandiamman Nagar, Behind Vias Cotton Pressing, Trichy Road, Singanallur | 1010 | Vodafone | Tamil Nadu | GBT
IN-1030853 | NEHRU NAGAR(KALLAPATTI) | 11.0511 | 77.0403 | R.RAJALAKSHMI, W/O. PERUMALSAMY, NEAR CHITRA AERODROME, NEHRU GAR, COIMBATORE, 0422-6530424 | 2300 | Vodafone | Tamil Nadu | GBT
IN-1237898 | P.S.G.Science and Arts College | 11.031 | 77.0368 | Mr.D,Senthil Kumar, S/o, Dharsrathan,SF NO.482/1A, Door No:14, Krishan Moorthy nagar, Civil Aerodam Post,, Peelamedu, CBE-641 014/94438-19462 | CBE272 | Airtel | Tamil Nadu | RT Pole
IN-1031462 | HUDCOCOLONY | 11.0291 | 77.0023 | N. Subramanian, Sf No:365/Part, Site No:1, Mahalakshmi Complex, Thaneerpandal, Coimbatore-641004. | 1059 | Vodafone | Tamil Nadu | RT Tower
IN-1031863 | CHERANMANAGAR | 11.0557 | 77.0148 | S.Gandhimathy, No. 2/41 -A ,V.K. Road, Cheran Managar, Coimbatore- 641035. | 1473 | Vodafone | Tamil Nadu | RT Tower
IN-1031616 | HUDCO COLONY NEW | 11.0373 | 77.0149 | Thanner Panthal, Peelamedu, Coimbatore 641004 | 1083 | Vodafone | Tamil Nadu | RT Tower
IN-1031876 | SANTHI MEDU (PRESS COLONY) | 11.1881 | 76.9612 | S.NDAGOPAL, NO.1-A, AMMAN COMPLEX SHANTHIMEDU , NEHRU GAR , COIMBATORE 641019 | 1399 | Vodafone | Tamil Nadu | RT Tower
IN-1031315 | MUTHUKALLUR | 11.205 | 76.826 | K.SASHI REKHA, S.F.No. 522/2C, Pillaiar Kovil Thottam, Velliankadu, Muthukalur, Coimbatore District. | 1778 | Vodafone | Tamil Nadu | GBT
IN-1031576 | NAVAKKARAI | 10.865 | 76.8771 | JG COMPLEX,PALAKAD MAIN ROAD,VAKKARAI,COIMBATORE | 1060 | Vodafone | Tamil Nadu | RT Tower
IN-1031630 | ALANDURAI | 10.9559 | 76.7912 | B. SARASWATHI, B SARASWATHI,W/O BALUSWAMY SF NO 21/H2,DOOR NO 214/2 POST OFFICE STREET KLIYAGOUNDENPALAYAM,SIRUVANI MAIN ROAD ALANDURAI COIMBATORE DIST -641101 | 1089 | Vodafone | Tamil Nadu | RT Tower
IN-1031640 | THONDAMUTHUR | 10.9925 | 76.8408 | P.R. SREENIVASAN, ANBU COFFEE COMPANY, 5/24,RASEEPURAM ROAD, THONDAMUTHUR, COIMBATORE - 641 109. | 1093 | Vodafone | Tamil Nadu | RT Tower
IN-1030436 | KARUNYA | 10.9353 | 76.7433 | BPL Mobile Cellular Limited,Opp Karunya Ladies Hostel,Karunya Nagar,Coimbatore | 1137 | Vodafone | Tamil Nadu | GBT
IN-1030909 | SAAMANA NAGAR-PODANUR | 10.964 | 76.9952 | S.Shanmugam, 48, Vellalur road, Samana nagar, Pothanur post, coimbatore | 2064 | Vodafone | Tamil Nadu | GBT
IN-1031008 | KALAMPALAYAM | 10.9704 | 76.8904 | S.SUBULAKSHMI, S.F.No.360/2B, No.1/24, Thiruvalluvar Street, Kalampalayam, Coimbaotre - 641 010. | 1593 | Vodafone | Tamil Nadu | GBT
IN-1031467 | MADUKARAI | 10.9025 | 76.96 | A.ARUCHAMY, S.F.NO.784, NO.15/17E, NEW NO.118, PALAKAD MAIN ROAD, MARAPALAM, MADUKKARAI, COIMBATORE - 641 105. | 1057 | Vodafone | Tamil Nadu | RT Tower
IN-1031625 | KURICHI SIDCO | 10.9433 | 76.979 | K. Manickavasagam, Survey No.172, T.P.M Traders, No.2, Shopping Complex, Sidco Industrial Estate, Pollachi Main Road, Coimbatore District - 641 021. | 1098 | Vodafone | Tamil Nadu | RT Tower
IN-1030485 | VELLALORE | 10.9791 | 77.0252 | R. Valliammal, Survey No.190/3A1A1A, No.5A, Karuppanna Pillai Street, Vellalur, Pothanur Post, Coimbatore District - 641 111 | 1088 | Vodafone | Tamil Nadu | GBT
IN-1030854 | AMMAN COLONY(KUNIAMUTHUR) | 10.9496 | 76.9598 | KRISHNA VENI , S.F. No .98/1, 2,3, No,61-B , Amman Colony , Narasimma Puram Post , Coimbatore- 641008 | 1475 | Vodafone | Tamil Nadu | GBT
IN-1030827 | IRRUTU PALLAM | 10.9446 | 76.7705 | MALATHI, S.F.NO.136/2 AND 137/1, NEAR DOOR NO.4/693, IRUTTUPALLAM, LLUR VAYAL POST COIMBATORE - 641 114. | 1451 | Vodafone | Tamil Nadu | GBT
IN-1031631 | RATHINAPURI | 11.0301 | 76.9757 | R. Vellingiri, Sf.No:183, As Per Sub Division, S.F.No.183/7,No:464, Sathy Main Road, Ganapathy, Opp I.O.B, Coimbatore Dt-641006. | 1086 | Vodafone | Tamil Nadu | RT Tower
IN-1078594 | CBE ANSARI ST | 11.0098 | 76.9628 | V.Muthu Krishnan, 27D, | 3813 | Vodafone | Tamil Nadu | RT Pole
IN-1101296 | CAUVERI NAGAR | 11.0335 | 76.9493 | M.BALAKRISHNAN, S/O.M.MANADAR, 18.KAMARAJ STREET, CAVERI NAGAR, SAI BABA COLONY, COVAI-9443991208 | 3955 | Vodafone | Tamil Nadu | RT Tower
IN-1031007 | KUMARAMGURU COLLEGE | 11.19 | 77.2672 | Mr.Vekatasamy gounder, S/o.Palani gounder, erakattu thottam, Athipalayam Road, Chinnavedampatti, Coimbatore DT , 99650-08085 | 2248 | Vodafone | Tamil Nadu | GBT
IN-1031458 | 100FEETRD | 11.0224 | 76.9658 | Union Bank of India,244,100 Feet Road,Coimbatore | 1050 | Vodafone | Tamil Nadu | RT Tower
IN-1031471 | RAMNAGAR | 11.0133 | 76.9626 | KALIDASAN ROAD,RAMAGAR,COIMBATORE - 641012,PH : 9894137777 | 1138 | Vodafone | Tamil Nadu | RT Tower
IN-1031632 | VCV LAY OUT, CBE, | 11.0055 | 76.9571 | C.V. RATHISAMY, T.S.NO.8/1351, NO.9A,DEVANGAPET, STREET NO.3, COIMBATORE DT - 641 001. | 1087 | Vodafone | Tamil Nadu | RT Tower
IN-1031723 | AVARAMPALAYAM | 11.0278 | 76.9851 | G.Prema, No.1/38-A,Arasamara Street No.1, Avarampalayam, Ganapathy, Coimbatore - 641 006. | 2414 | Vodafone | Tamil Nadu | RT Tower
IN-1031831 | VELPANAICKENPUDUR, NEAR KGISL, CBE | 11.0831 | 76.9826 | N.Manonmani, No.50 A,Saravanampatti, Opp to Sankara College, Thudiyalur Road, Chinnavedampatti Post, Coimbatore 641 006. | 1377 | Vodafone | Tamil Nadu | RT Tower
IN-1031852 | CROSS CUT ROAD | 11.0163 | 76.9593 | M.CHITRA, DOOR NO. 1-A, SOWRMBIKA LAYOUT, RAM GAR, COIMBATORE - 641 009. | 1371 | Vodafone | Tamil Nadu | RT Tower
IN-1031872 | HEAD POST OFFICE | 10.9986 | 76.9636 | M.Balasubramaniam, Sri Krishna Bhavan Lodging House' Old No.35, New No.44-46, Head Post Office Road, Coimbatore - 641 001. | 1373 | Vodafone | Tamil Nadu | RT Tower
IN-1031924 | DOCTORS COLONY | 11.0257 | 76.9718 | Mr.Viswanathan, 94/4, Viswanathapuram, lakshmi puram, ganapathy, coimbatore - 6, 99947-65954 | 2243 | Vodafone | Tamil Nadu | RT Tower
IN-1075125 | CBE SAMPATH STREET | 11.0263 | 76.9618 | M.LOORDU SAMI,NO,12A/27,ANNA STREET,COIMBATORE-27.PH-9994417691. | 3806 | Vodafone | Tamil Nadu | RT Tower
IN-1075135 | DHARANI NAGAR | 11.0313 | 76.9704 | Mr.CHENNATHAMBI, S.F.No:257/2A, Dharani Nagar EXT, 8TH STREET,GANAPATHY,COIMBATORE-6.Ph:0422-2333546. | 3814 | Vodafone | Tamil Nadu | RT Tower
IN-1101284 | GANDHIPURAM 2ND ST | 11.0184 | 76.9687 | MR.DURAISAMI,NO-213,DEEVER COMPLEX,2nd STREET,GANDHIPURAM,COIMBATORE-641012.PH-9843189787,0422-2495045. | 3804 | Vodafone | Tamil Nadu | RT Tower
IN-1031464 | KKPUDHUR | 11.0325 | 76.9441 | 80D,Sudarsun Complex,Vellapa Gounder St,Kk Pudur,Coimbatore | 1042 | Vodafone | Tamil Nadu | RT Tower
IN-1031946 | MARAKADI | 11.002 | 76.9586 | R.sheakar, 184, Thiagaraya new st, Thiagaraya new st No:2, Coimbatore-641001.PH:9994156539, 0422-2475710 | 2939 | Vodafone | Tamil Nadu | RT Tower
IN-1031346 | KOVILPALAYAM(SS KULAM) | 10.7492 | 77.0206 | K.SHANMUGAM, S.F.NO.92, BACK SIDE OF DOOR NO.19C, SATHY ROAD, SS KULAM, COIMBATORE - 641 107. | 1026 | Vodafone | Tamil Nadu | GBT
IN-1060087 | JEEVA NAGAR | 10.5753 | 77.2534 | MRS.V.MANONMANI,S.NO.122&123/B,U.K.GANESANCHETTIYAR COMPLEX,JEEVA NAGAR,UDUMALPET,COIMBATORE DIST-642126,PH:04252-229339,9486100671 | UMPT6 | Airtel | Tamil Nadu | GBT
IN-1059204 | PUSHPATHUR | 10.5344 | 77.4175 | PACHAMUTHU, PACHAMUTHU PLOT, LAKSHMAKAVUNDANUR, THALIYUR, PUSHPATHUR POST | PSPTR1 | Airtel | Tamil Nadu | GBT
IN-1059224 | SAMATHUR | 10.6013 | 77.0138 | K.Ramakrishnan Land, Sfno. 71, 1St Street, Ramnagar, Samathur, Pollachi Tk, Coimbatore-642123, | SMTUR1 | Airtel | Tamil Nadu | GBT
IN-1059620 | SANKARAMANALLUR | 10.4795 | 77.3619 | Mr.R.Mydeen Basha, S.F.No.56, No.7/23A, Vinayagar Koil Street, Ward No.7, Kuppampalayam, Kolumam Post, Coimbatore Dist. - 642 124. Ph: 954252-278605 / 278044. | SKMLR1 | Airtel | Tamil Nadu | GBT
IN-1060259 | SOLAMADEVI MEDU | 10.5765 | 77.3702 | MR.A.MURUGANANDHAN,S/O.ARUMUGA NADAR,SF.NO.84/1A,1A2,SOLAMADEVI MEDU,SOLAMADEVI POST,UDUMALPET TALUK,COIMBATORE DIST.-642 113.PH:04252-252191(REMARKS:MR.MURUGANTHAM BROTHER IS MR.RAJA) | SLMDV1 | Airtel | Tamil Nadu | GBT
IN-1060459 | RAMAPATNAM | 10.7093 | 76.9179 | MR.MURALI,S/O.GOPALSWAMY,1/256,RAMAPATNAM,RAMPATNAM POST,POLLACHI TALUK,COIMBATORE DIST.-642005.PH:99657-29140 | RAMTM1 | Airtel | Tamil Nadu | GBT
IN-1062860 | SWAMYNATHAPURAM | 10.5503 | 77.3793 | MR.A.CHELLADURAI,S/O.ARUCHAMY,BORD MILL OPPOSITE,SF.NO.507/1A,SWAMYNATHAPURAM,MADATHUVULAM,UDUMALPET,COIMBATORE DIST.-PH:04252-253349/99657-30509 | SYMTM1 | Airtel | Tamil Nadu | RT Tower
IN-1062861 | DHALI ROAD | 10.5812 | 77.244 | MRS.K.MANJULA,SURVEYNO.153/E3&245/D3,T.S.NO.34,35,36,37&38,WARDD,BLOCKNO.8.NO.6,GANGADHARAN LAYOUT,3 STREET,UDUMALPET,COIMBATORE DISTRICT-642126,PH:9842650864 | UMPT4 | Airtel | Tamil Nadu | RT Tower
IN-1067015 | PERIAKALANDAI | 10.8164 | 77.1278 | OPEN LAND OF MR.PARTHASARADI,PERIAKALANDAI,KATTAMPETTI POST,POLLACHI TK,CBE.04259283037 | PRKND1 | Airtel | Tamil Nadu | GBT
IN-1067040 | PURAVI PALAYAM | 10.7344 | 76.9617 | OPEN LAND OF MR.B BALAKRISHNAN,S/O M SIVA SWAMI GOUNDAR,3/134,PURAVIPALAYAM,PURAVIPALAYAM POST,POLLACHI TK,CBE.9842121617 | PRVPM1 | Airtel | Tamil Nadu | GBT
IN-1067407 | S.MALAYANDIPATINAM | 10.6455 | 77.1256 | OPEN LAND OF Mr.MARAYAN,S/O MAIL CHAMI GOUNDER,S MALAYANDIPATNAM,POLLACHI,CBE.04259280035 | SMYPM1 | Airtel | Tamil Nadu | GBT
IN-1067410 | SINDILPUR | 10.7352 | 77.2058 | BALAKRISHNAN,S/O:RAMASAMY GOUNDER,2/7 SINDILPUR,RAMCHANDRAPURAM(PO),UDUMALPET(TK),COVAI(DT)-642120, PH. NO.-9788111605,9865182254 | SNDPR1 | Airtel | Tamil Nadu | GBT
IN-1067461 | SIRUKKALANDAI | 10.7814 | 77.1309 | OPEN LAND OF MR.P ARUCHAMI,S/O PALANI GOUNDAR,SIRUKKALANDAI,JAKKAR PALAYAM POST,NAGAMAM VIA,POLLACHI TK,CBE.9842579306 | SRKND1 | Airtel | Tamil Nadu | GBT
IN-1067576 | THONDAMUTTUR | 10.5763 | 77.05 | OPEN LAND OF Mr.VENGADACHALAM,S/O GUPPUMUTHU GOUNDAR,2/76,THONDAMUTHUR,POLLACHI TK,COIMBATORE.9994958982 | TDMTR1 | Airtel | Tamil Nadu | GBT
IN-1067857 | S.VALLAKUNDAPURAM | 10.7155 | 77.2472 | Sunderrajan,od 5/159,Vallakondapuram,Ammapatty(po),Udumalpet(tk),Covai(dt)-642201,Ph. No.-9486242207,04252-246306 | VALLA1 | Airtel | Tamil Nadu | GBT
IN-1067894 | VAGATHOLUVA | 10.772 | 77.1874 | VALINAYAGAM,W/O THANGA PONNI GOUNDER,VAGATHOLUVA,UDUMALPET(TK),COVAI(DT)-642202,PH.NO.-9843710299 | VGLVA1 | Airtel | Tamil Nadu | GBT
IN-1101285 | PUNGAMUTHUR | 10.9531 | 77.1907 | MR.M.VELUSAMY GOUNDER, S/O.MR.MALAIYA GOUNDER, S.NO.131/2, NO.1/52, PUNGAM MUTHUR POST, UDUMALPET-TK, COIMBATORE DIST - 642 207. PH:94864 18501/98432 83708 | PUNGA1 | Airtel | Tamil Nadu | GBT
IN-1059477 | SUKUVANAICKENPATTI | 10.4848 | 77.4526 | V.CHELLIAH, 168, MAIN ROAD, OPP TO EASWARI MEDICALS, SEITHUR POST, RAJAPALAYAM TK, VIRUDHUGAR - 626121 / 04563-245091 | SKVPT1 | Airtel | Tamil Nadu | GBT
IN-1060158 | VODIPATTI | 10.5648 | 77.2364 | MR.M.CHINNASAMY,SF.NO.74/B,NO.2/47,PODIPATTY BLOCK NO.2,PODIPATTY,UDUMALPET,COIMBATORE DIST-642 126.PH-04252 223838 | VODPT1 | Airtel | Tamil Nadu | GBT
IN-1060341 | KOLUMAN ROAD | 10.5766 | 77.2621 | MRS.S.CHITRADEVI,SF.NO.35,PLOT NO.4,NO.3/283,KOLUMAM ROAD,AMUDHA RANI THEATRE STOP,SV MILLS POST,UDUMALPET,COIMBATORE DIST.-642128.PH:98655-04411 | UMPT5 | Airtel | Tamil Nadu | RT Tower
IN-1060354 | SOKANUR | 10.81 | 76.9511 | MR.S.RANGARAJ/MRS.K.SORNAM,NO.2/227,SOKANUR POST,POLLACHI TALUK,COIMBATORE DIST.-642109.PH::04259-256327 | SOKNR1 | Airtel | Tamil Nadu | GBT
IN-1061034 | PALANIYAMMAL LAYOUT | 10.5747 | 77.2425 | Palaniyammal Layout, Dv Pattinam, Udumalpet, | UMPT3 | Airtel | Tamil Nadu | GBT
IN-1062674 | SHIVASHAKTI NAGAR | 10.5936 | 77.254 | MR.V.SHANMUGASUNDARAM,S/O.A.VELLINGIRI,S.NO.35,NO.3/7,VIYAGARKOIL STREET,SIVASAKTHI COLONY,UDUMALPET POST,COIMBATORE DIST-642126.PH:9894210066 | UMPT7 | Airtel | Tamil Nadu | RT Tower
IN-1062919 | PALANI ROAD | 10.5871 | 77.2492 | MRS.A.P.SAVITHRI,186,BYE PASS ROAD,PRIYA LODGE,UDUMALAI PET-642 126-PH-98430 26646/04252230669 | UMPT9 | Airtel | Tamil Nadu | RT Tower
IN-1067041 | PEREIYAPODHU | 10.6096 | 76.8757 | MR.K.VANCHI MUTHUKUMAR,S/O.KRISHNASAMY,NO.2/169/1,PERIYAPODU POST,POLLACHI TALUK,COIMBATORE DIST.-642103.PH:04253-255418 | PRYPD1 | Airtel | Tamil Nadu | GBT
IN-1067138 | RANGASAMUDRAM | 10.6303 | 77.0118 | Open Land,A.Sakthivel workshop compound,Muthuselvam nagar,RangaSumu Thuram,Aliyar road,Pollachi(tk)-642006 Ph. No.-9865037576 | RANGA1 | Airtel | Tamil Nadu | GBT
IN-1067150 | RAVANAPURAM | 10.5328 | 77.0951 | R.K.Ramakrishnan,s/o:Kuppu Samy Gounder,2/127,Ravanapuram, Udumalpet(tk),Covai(dt)-642207,Ph.No.-04252-296340,262247 | RAVAN1 | Airtel | Tamil Nadu | GBT
IN-1067292 | SARKAR KANNADIPUTTUR | 10.5308 | 77.3682 | K.Manikandan,s/o:Krishna Samy,1A,Sarkar kannadi Puttur(po),Madathukulam(via),Udumalpet(tk),Covai(dt)-642213,Ph.No.-9865017155 | SARKR1 | Airtel | Tamil Nadu | GBT
IN-1067670 | THENKUMARAPALAYAM | 10.5928 | 77.0977 | OPEN LAND OF Mr.S P MUTHURAMALINGAM,THENKUMARA PALAYAM,POLLACHI TK,COIMBATORE.9486129301 | TKRPM1 | Airtel | Tamil Nadu | GBT
IN-1067627 | THURAIYUR | 10.5549 | 77.0165 | OPEN LAND OF Mr.RATHANA SWAMI,S/O THOTTIYA GOUNDAR,53/4,THURAYUR,POLLACHI TK,COIMBATORE.9994154874 | THUYR1 | Airtel | Tamil Nadu | GBT
IN-1060078 | RAMASWAMI NAGAR | 10.5727 | 77.2479 | MR.MURUGAN,S/O.MR.RANGASAMY,S.NO.171,NO.43/24,SOWTHAMALAR LAYOUT,RAMASAMY NAGAR,UDUMALPET,COIMBATORE DIST-642126.PH:04252-232487 | UMPT8 | Airtel | Tamil Nadu | GBT
IN-1059691 | SUNDAPALAYAM | 10.9994 | 76.8765 | Mr.V,Karthikeyan,S.F.No.445/1&446/3A,Site No.1,Land Opp.To No.28A,Thondamuthur Road,Sundappalayam,Coimbatore Dist.-641 007.Ph:94432-32298 | SUNPM1 | Airtel | Tamil Nadu | GBT
IN-1061945 | VEDAPATTI | 11.0014 | 76.8942 | Mrs. A. Kanagam, W/O P. Amaram, Sri, Venkateswara Agencies, No-10, Vkv Srinagar, Vedapatti, Thondamuttur Main Road, Coimbatore-641007, Ph: 0422-2476583 | VDAPT1 | Airtel | Tamil Nadu | RT Tower
IN-1059489 | KALANGAL ROAD | 11.0184 | 77.1294 | N.Vijayalakshmi, Sf No. 495/1, Kalangal Road, Sulur, Coimbatore - 641402, Ph: O422-2688211, 2682349, 94433 40666 (Acq By Capital) | SULR3 | Airtel | Tamil Nadu | GBT
IN-1059943 | NADARAJAPURAM | 11.0193 | 77.1256 | MR.K.RATHINAM, S.F.NO.474/1, NO.82, NEHRU NAGAR, HOSPITAL STREET, SULUR, PALLADAM-TK, COIMBATORE DIST - 641 402. PH:98426 65344. | SULR5 | Airtel | Tamil Nadu | GBT
IN-1060770 | VAGARAMPALAYAM | 11.1459 | 77.1344 | MRS.C.MUTTHAMMAL, W/O.CHENNIMALAI GOUNDER, S.NO.193, THULASI THOTTAM, VAGARAYAM PALAYAM POST, PALLADAM-TK, COIMBATORE DIST - 641 659. PH:93602 35045/99424 39345 | VGRPM1 | Airtel | Tamil Nadu | GBT
IN-1067874 | VADUGAPALAYAM | 11.132 | 77.1063 | R.DHAPAL,S/O.RACKIYA GOUNDER,NO:1/52,VADUGAPALAYAM(V)(P),AVASHI(TK),COIMATORE(DT),PIN:641107,PH:9842665334. | VDGPM1 | Airtel | Tamil Nadu | GBT
IN-1059229 | SULUR AIRFORCE | 11.0277 | 77.1578 | Open Plot Near Door No 7/319 Main Gate, Sulur Air Force | SULR2 | Airtel | Tamil Nadu | GBT
IN-1059238 | THOTTIPALAYAM | 11.0574 | 77.0509 | Open Land Of Mr.Subramani, D.No-2, Kurumand Thottam, Land Adjecent To Nellai Lala Sweets, Thottipalayam, Ph-5528669. | TOTPM1 | Airtel | Tamil Nadu | GBT
IN-1059436 | THIPPAMPATTI | 10.6409 | 77.0851 | Mrs. M. Deivanai.W/O Muniappan, Site No. 126, Poonga Nagar, Thippampatti, Pollachi, Coimbatore Ph: 0422-2273637, 3955321 (Nh209 - Pollachi To Komangalpudur) | TPMPT1 | Airtel | Tamil Nadu | GBT
IN-1059968 | ZAMIN UTHUKULI | 10.6489 | 76.9784 | K.Nagammal, 82, Ramanathapuram Colony, Zamin Uthukuli Post, Pollachi Tk. 04529-222349 | ZUKLI1 | Airtel | Tamil Nadu | GBT
IN-1061010 | SELVARAJ LAND | 11.0242 | 77.1261 | Selvaraj Land,Sf No 529, Thirukanapuram, Trichy Road, Sulur. | SULR1 | Airtel | Tamil Nadu | GBT
IN-1061772 | SULLEESWARANPATTI | 10.6437 | 77.0076 | Mr.Balasubramanayam Building, Kounder Complex. D.No-59/3, Walpari Main Road, Suleeshwaranpatti. Pollachi, Coimbatore-642006, | SLSPT1 | Airtel | Tamil Nadu | RT Tower
IN-1061774 | SAMALAPURAM | 11.074 | 77.1925 | R.Chellappan, S. No-734/2, No-28, Annur Road, Near State Bank Of India, Samalapuram Pirivu, Samalapuram, Coimbatore-641603,Ph:9842286656 & 2332233 | SMLPM1 | Airtel | Tamil Nadu | RT Tower
IN-1062618 | TIRCHY ROAD | 11.0245 | 77.1226 | MR.R.A.THANGAVELU,SF.NO.485/2,KANI COMPLEX,CHAIRMAN KARUPPANA DEVER STREET,BACKSIDE OF GOVT.HOSPITAL,SULUR POST,PALLADAM TALUK,COIMBATORE DIST.-641 402.PH:98422-18545 /0422-2318545 | SULR6 | Airtel | Tamil Nadu | RT Tower
IN-1062678 | SENTHIL NAGAR | 11.0929 | 77.1817 | MRS.P.MARAGANTAHAM /MR.P.PREMKUMAR /MS.P.MYTHILI,SF.NO.195,NO.8/18B,WATER TANK ROAD,SENTHIL NAGAR,SOMANUR,COIMBATORE DIST.-641 668,PH:98947-16163/98947-16169.(REMARKS:SWAMINATHAN SISTER IS MRS.MARA | SMNR2 | Airtel | Tamil Nadu | RT Tower
IN-1062791 | TRICHY ROAD | 11.0231 | 77.1079 | MR.KR.NANJAPPAN/KANNAN,NO.85,SAKTHI INDUSTRIES,TRICHY ROAD,KANNAPALAYAM,SULUR ,COIMBATORE DIST.-641402.PH:94433-34580. | SULR8 | Airtel | Tamil Nadu | RT Tower
IN-1086130 | SINGANALLUR | 10.6236 | 77.189 | OPEN LAND OF Mr.KANDA SWAMI,S/O GANAPATHI GOUNDAR,SIVA FARMS,SINGANALLUR,POLLACHI TK,COIMBATORE.9976276186 | SINGA1 | Airtel | Tamil Nadu | GBT
IN-1061018 | TEKKALUR | 11.1523 | 77.2138 | MOORTHI LAND. # 2/197, VELANDIPALAYAM, SHAMTHOTTAM, THEKKALUR | TKLR1 | Airtel | Tamil Nadu | GBT
IN-1062682 | PILLAIYAR KOVIL STREET | 11.0268 | 77.1244 | MRS.A.DEIVANAI,SF.NO.422/55,NO.53B,PANCHAYAT OFFICE STREET,SULUR POST,AANDAVAR RICE MUNDY,PALLADAM TALUK,COIMBATORE DIST.-641 402.PH:93603-09321/0422-2689708.(REMARKS:MR.A.SUBRAMANIYAM MOTHER IS MR | SULR7 | Airtel | Tamil Nadu | RT Tower
IN-1062724 | KURUNJI NAGAR | 10.6488 | 77.0149 | MR.K.RAMALINGAM,TS.NO.729,PLOT NO6&7,VENKATA SUBBU LAYOUT,PKS COLONY,MUTHUKADU ROAD,POLLACHI,COIMBATORE-1.PH:92452-86156 | SLSPT2 | Airtel | Tamil Nadu | GBT
IN-1059939 | KPG NAGAR | 11.0281 | 77.1319 | MRS.C.JEGATHAMBAL, S.NO.520/1, SITE NO.42A, 43A & 44A, KPG NAGAR, BACKSIDE OF SATHYAMOORTHY HOSPITAL, SULUR, PALLADAM-TK, COIMBATORE DIST - 641 402 PH:98422 63404 | SULR4 | Airtel | Tamil Nadu | GBT
IN-1068001 | VELANAIPATTY | 11.0976 | 77.0681 | OPEN LAND OF MR.S.PARAMASIVAM,NO-5/54,KUTHAIYATHOTAM,VELANAIPATTY VILLEGE & P.O.,CBE,PH NO-9345702206 | VLNPT1 | Airtel | Tamil Nadu | GBT
IN-1060154 | THIRUMALAPALAYAM | 10.8721 | 76.9296 | MRS.N.POOVAATHALL,SF.NO.28/2&33/1,KUMUTHIPATHI ROAD,OPP.TO NEHRU COLLEGE,THIRUMALYAMPALAYAM,COIMBATORE DIST.-641105.PH:9865805123 | TMPLM2 | Airtel | Tamil Nadu | GBT
IN-1061955 | VELLALUR | 10.977 | 77.024 | V.T.Ramalingam, Sf No:190/3A, 1A, 1B, 3/43, Ragam Bakery Building, Mgr Street, Opp To Bus Stand, Vellalur, Coimbatore / 9360241018, 9363268017 ) | VLLUR1 | Airtel | Tamil Nadu | RT Tower
IN-1059515 | THENKARAI | 10.9498 | 76.8459 | PAPA SAMY IDU @ V.BAKTHAVATCHALAM, SF NO. 161/1, NO. 51/32 PERUMAL KOVIL STREET, SENNUR, THENKARAI, COIMBATORE - 101, PH: 5523429 (ACQ BY CAPITAL) | TNKRI1 | Airtel | Tamil Nadu | GBT
IN-1060333 | SEEMADU | 10.9594 | 76.7632 | MR.M,KUMARASAMY,SF.NO.474/3A,NO.9/105,ALVADITHOTTAM,KOTTAIKADU,SEMMADU,COIMBATORE DIST.-641 114.PH:0422-2651234/2651191 | SEMDU1 | Airtel | Tamil Nadu | GBT
IN-1059234 | TIRUMALAYAMPALAYAM | 10.8775 | 76.9293 | Open Land Of Mr.M.Sundareshan, Land No 40, Bhagavati Nagar, Thirumalayampalayam. Coimbatore-600005, | TMPLM1 | Airtel | Tamil Nadu | GBT
IN-1062803 | RANGASAMUDRAM | 10.824 | 76.8696 | MR.M..KARTHIKEYAN,NO.706/1C,VALUKKAL,SABARI NAGAR,PICHANUR POST,MADUKKARAI VIA.,COIMBATORE DIST.-641 105.PH:98423-38409. | RNGDM1 | Airtel | Tamil Nadu | RT Tower
IN-1061014 | THONDAMUTHUR | 10.9914 | 76.8417 | 2/10, West Car Street, Thondamuthur, Coimbatore | TDMR1 | Airtel | Tamil Nadu | GBT
IN-1061719 | PERUR | 10.9749 | 76.9139 | Mr M Natarajan,Sri Mothi Goundar Marriage Hall, Siruvani Main Road. Perur,Coimbatore, Ph 2616055 | PRUR1 | Airtel | Tamil Nadu | RT Tower
IN-1059789 | ANNUR METTUPALAYAM | 11.2674 | 77.1201 | Mr.M.N.Govindasamy,Sf.No.196/2 & 196/3A,Annur To Sathy Road,Annur Mettupalayam,Avinashi Taluk,Coimbatore Dist.-641 653.Ph:04254-263146 | VASHU1 | Airtel | Tamil Nadu | GBT
IN-1059329 | SMC PALAYAM | 11.1805 | 77.0613 | S.R. Jothimani, Sf No: 316/1, Opp. Sangeetha Textiles, Backside Bsnl Tower, Ganeshpuram, Kattampatti Post, Avinashi Taluk, Coimbatore -641107. Ph: 98942-11306, 0422-2654152 | SMCPM1 | Airtel | Tamil Nadu | GBT
IN-1082827 | THIYAGIKUMARAN ST | 10.9995 | 76.9518 | MR.PM MOHANRAM 470,SUKURWARPET COIMBATORE-641001 | 5430 | Vodafone | Tamil Nadu | RT Tower
IN-1067746 | THTTIPALAYAM | 11.1578 | 77.0086 | MR.T.RAMASAMY S/O MR.TIRUVAPPAN, NO.3/132, THOTTIPALAYAM, VELLAMADAI POST, NORTH COIMBATORE TALULK,COIMBATORE DISTRICT-641010 PHONE NO-0422-2654135 | TTPLM1 | Airtel | Tamil Nadu | GBT
IN-1059842 | RAMAKRISHNA ENGG COLLEGE | 11.1008 | 76.9655 | Open land near E&C block of Ramakrishna engg college.(GBT) | RKENG1 | Airtel | Tamil Nadu | GBT
IN-1062188 | PN PUDUR | 11.0166 | 76.9228 | Praveena Printers Building, No.3/3, Nethaji Road, P.N. Pudur, Coimbatore. | CBE167 | Airtel | Tamil Nadu | RT Tower
IN-1062381 | S.N PALAYAM | 11.0126 | 76.9241 | MR. A. PONNURAJ, NO.245/1, D.NO.269/2, RAJAN COLONY, S.N. PALAYAM, COIMBATORE DIST - 641007 MR. A. PONNURAJ, NO.245/1, D.NO.269/2, RAJAN COLONY, S.N. PALAYAM, COIMBATORE DIST2, Rajan Colony, S.N. Pal | CBE196 | Airtel | Tamil Nadu | RT Tower
IN-1062854 | GOKULAM COLONY | 11.0194 | 76.9254 | MR.TC.SWAMINATHAM,NO.30,VI STREET,GOKULAM COLONY,P.N.PUDUR,COIMBATORE DIST.-641041.PH:0422-3202930 | CBE287 | Airtel | Tamil Nadu | RT Tower
IN-1096360 | THONDAMUTHUR ROAD | 11.0244 | 76.9023 | Old no:7,New no:37,M.G.R Street,Thondamuthur Road | CBE325 | Airtel | Tamil Nadu | RT Tower
IN-1127260 | IOP COLONY | 11.0396 | 76.8703 | L.Senthilarasu, 5/6.Chinnaswamygounder Street, Vadavalli, | CBE297 | Airtel | Tamil Nadu | RT Tower
IN-1060773 | KURINJI STREET | 11.0194 | 76.9042 | MR.N.AYYEE GOUNDER, S/O.NJAPPA GOUNDER, S.NO.264/2 & 3, 126/1B PART & 125/2A2, VEMBU AVENUE, VADAVALLI, COIMBATORE DIST - 641 041. PH:98422 96625 | CBE314 | Airtel | Tamil Nadu | GBT
IN-1061346 | SD COMPLEX | 11.0306 | 76.8914 | Sd Complex, Maruthamalai Road, Navavoor Pirivou, Coimbatore | CBE062 | Airtel | Tamil Nadu | RT Tower
IN-1062055 | MULLAI NAGAR | 11.0223 | 76.9143 | Mr. Panner Selvam, Sf.No 417, Swathi Complex, New Thillai Nagar, Maruthamalai Main Road, Coinmbatore - 641041, Ph : 98425 87333 / 0422 2433236 | CBE145 | Airtel | Tamil Nadu | RT Tower
IN-1062101 | VEERAKERALAM ROAD-VADAVALLI | 11.0175 | 76.9096 | R. Kalyanasundaram, Sf.Co 103/1B2, 214 Periya Thottam, Veerakeralam Road, Vadavalli, Coimbatore -641041, Ph: 0422 5533838 (Cp Agencies-98425 20098) | CBE144 | Airtel | Tamil Nadu | RT Tower
IN-1062118 | THONDAMUTHUR ROAD-VADAVALLI | 11.0246 | 76.8986 | Mr. A.M Joeph, D.No,5(Old)/9(New), Amman Nagar, Opp To Chinmaya Vidyalaya, Thondamuthur Road, Vadavalli, Coimbatore-41. Ph-9363201070 | CBE143 | Airtel | Tamil Nadu | RT Tower
IN-1062397 | THUPPIL NAGAR | 11.0343 | 76.8893 | MRS.K.KALPANA, S.F.NO.288/1 & 288/2, NO.28, PANNEER STREET, THUPPIL NAGAR, KALVIRAMPALAYAM, VADAVALLI, COIMBATORE DIST - 641 046. PH:93447 01250 | CBE214 | Airtel | Tamil Nadu | RT Tower
IN-1062758 | VADAVALLI | 11.0324 | 76.9084 | MR. V G RAMESH NAIYER, NO.2/180 A, NOREENA GARDEN, OPP TO ANNA PURNA FOOD, KASTHURI NAICKEN PALAYAM, VADAVALLAI, COIMBATORE DIST - 641 041 PH:94426 40408 / 0422-2404038 | CBE296 | Airtel | Tamil Nadu | RT Tower
IN-1061329 | APS BUILDING | 11.0239 | 76.9069 | Aps Building, 14, Ohm Sakthi Nagar, Vadavalli, Coimbatore. | CBE038 | Airtel | Tamil Nadu | RT Tower
IN-1061353 | GOKULAM COLONY | 11.0275 | 76.9143 | A.R.Ganga, Old No:1, No:21, Jothi Stores, New Thillai Nagar, Vadavalli Post, Coimbatore - 641 041 / 0422-2443289 | CBE071 | Airtel | Tamil Nadu | RT Tower
IN-1059475 | PANNIMADAI | 11.0842 | 76.9147 | P. TARAJ, SF NO. 200/1, NEAR WORKSHOP, MAIN ROAD, PANNIMADAI, COIMBATORE - 641107, PH: 0422 - 2643708 (ACQ BY B.SIVA) | PNMDI1 | Airtel | Tamil Nadu | GBT
IN-1062104 | URUMANDAPALAYAM | 11.0528 | 76.9461 | S.Balasubramaniam, Sf No, 334/3, No,5/2, Mettupalayam Road, Cheran Nagar, Stop, G.N.Mills Post, Coimbatore Dt-641 029 | CBE152 | Airtel | Tamil Nadu | RT Tower
IN-1062600 | VELLAKINAR PIRIVU | 11.0634 | 76.9437 | Mrs.K.Vijaya lakshmi, 57-VCS Nagar, Mettupalayam Road, Coimbatore-29. Ph:9364266699 | CBE227 | Airtel | Tamil Nadu | RT Tower
IN-1059102 | VELLAKINAR PIRIVU | 11.0673 | 76.9462 | Saraswathi Land, 12 / 277 ,Vanni Nagar, Vellakinar Pirivu, Coimbatore - 29 | CBE045 | Airtel | Tamil Nadu | GBT
IN-1061327 | COIMBATORE | 11.0431 | 76.9478 | Canara Bank Building, 5/26 Mettupalayam Road, Koundampalayam, Coimbatore - 641030 | CBE036 | Airtel | Tamil Nadu | RT Tower
IN-1062415 | NBC NAGAR | 11.0568 | 76.9387 | MR.A.MANOHARAN, S.F.NO.557/2, NO.12/8B, NBC NAGAR, GANESH NAGAR EXTN., G.N.MILLS POST, COIMBATORE DIST - 641 029. PH:92444 02339 | CBE228 | Airtel | Tamil Nadu | RT Tower
IN-1062735 | G.N MILLS | 11.057 | 76.9459 | MR.K.S.SHANMUGAM,S/O.MR.SHANKAR,SF.NO.327,NO.12B-10/62,SRI LAKSHMI BHAVAN,G.N.MILLS POST,METTUPALAYAM ROAD,NEAR JOHN BOSCO SCHOOL,COIMBATORE DIST.-641 029.PH:93631-50610/0422-6589090 | CBE261 | Airtel | Tamil Nadu | RT Tower
IN-1061341 | GN MILLS | 11.059 | 76.9441 | Priya Ladies HostelSm Palayam Road, Gn Mills, Coimbatore | CBE057 | Airtel | Tamil Nadu | RT Tower
IN-1062648 | SANGANUR ROAD | 11.0367 | 76.952 | MRS.M.SAROJA,W/O.MURUGESH,SF.NO.137,138,138/1,NO.110,MANIKAVASAGAR GAR 3RD STREET,GOUNDAMPALAYAM POST,COIMBATORE DIST.-641 030.PH:94434 79055 | CBE274 | Airtel | Tamil Nadu | RT Tower
IN-1030629 | EDIKARAI | 11.1166 | 76.9682 | G.Balasundaram, S.F.No.247/4A, Near Door No.89, Indira Nagar, Thudialur Main Road, Idikarai, Coimbatore - 641 022. | 6328 | Vodafone | Tamil Nadu | GBT
IN-1059119 | IDIKARAI | 11.1171 | 76.9677 | R.Bhagyam Land, Sf No. 247/1,250, 247/3, Kanakupilla Thottam, Mariammankoil Backside, Ramanuja Nagar, Idikarai, Cbe-641022 | IDKRI1 | Airtel | Tamil Nadu | GBT
IN-1059129 | KURUDAMPALAYAM | 11.1022 | 76.9245 | Open Land Of Mr.Palaniswamy , Sfno. 564/3, No-2/537, Kadirnayakanpalam, Kurudampalayam. Cbe-641017. | KDPLM1 | Airtel | Tamil Nadu | GBT
IN-1059497 | PUCHIYUR | 11.1139 | 76.9259 | N.Duraisamy, Sf No. 354, 2/12, Government School Backside, Puchiyur, N.S.N. Palayam Post, Coimbatore - 641031, Ph: 0422-2462007 / 9865053169 (Acquired By B.Shiva) | PCHYR1 | Airtel | Tamil Nadu | GBT
IN-1061632 | NARASIMANAIKANPALAYAM | 11.1147 | 76.9358 | Abi Complex# 9/5, Mettupalayam Road, Nsn Palayam, Coimbatore | NSNP1 | Airtel | Tamil Nadu | RT Tower
IN-1062731 | SIVASAKTI COLONY | 11.1354 | 76.9394 | MR.N.VELLINGIRI,SF.NO.38/2,NO.30/1A,VIVEKANANDA NAGAR,THEKKUPALAYAM POST,COIMBATORE-641 020.PH:93446-35266 | PNPM9 | Airtel | Tamil Nadu | RT Tower
IN-1059108 | DALIYUR | 11.01 | 76.8483 | S. Punidhan Land, Sf No. 880, Opp. To Primary School, Dhaliyur, Coimbatore-641109 | DALYR1 | Airtel | Tamil Nadu | GBT
IN-1062844 | VEERAKERALAM | 11.0061 | 76.9128 | MRS.C.THULASI MANI,W/O.KV,CHINNSAMY,SF.47/A2,33-D,MARIYAMMAN KOIL STREET,VEERAKERALAM,COIMBATORE DIST.-641 007.PH:0422-2470219/98940-24273 | VRKLM1 | Airtel | Tamil Nadu | RT Tower
IN-1062794 | V.S.K.NAGAR | 11.0852 | 76.9325 | MR.S.VELUSAMY,S/O.TV.SUBAIYA GOUNDER,TVS COMPLEX,VSK NAGAR BUS STOP,K.VADAMADURAI,COIMBATORE-641017.PH:98943-58862 | TUDR6 | Airtel | Tamil Nadu | RT Tower
IN-1030847 | MANNUR | 11.1921 | 77.5947 | M.P.KATHIRVEL, SF NO: 251/1A, 1/100, MANNUR POST, MANNUR, PALLAKAD ROAD, POLLACHI, COIMBATORE - 642 005, 98658-77199, 04259-277199 | 2298 | Vodafone | Tamil Nadu | GBT
IN-1059106 | CHETTIPALAYAM | 10.915 | 77.0377 | C.Andavan Land, Sfno. 1117/6, Old No-13, New No-4, Mk Street, Chettipalayam, Coimbatore-641201, | CTPLM1 | Airtel | Tamil Nadu | GBT
IN-1062054 | EDAYARPALAYAM | 11.0376 | 76.9228 | K.Manickam, Sf No, 278/2, No,21/1, Jj Nagar, Vadavalli Road, Edayar Palayam, Coimbatore-641 025, Ph No.94433 13730 | CBE141 | Airtel | Tamil Nadu | RT Tower
IN-1059187 | ODAIYAKULAM | 10.5667 | 76.9104 | S.Dhanalakshmi, Nattam Street, Sf No:925/A1, Old No: 14/44, New No:45, Sowdamman Koil Street, Odayarkulam, Pollachi Tk, Coimbatore - 642140 / 94434-20344 | ODKLM1 | Airtel | Tamil Nadu | GBT
IN-1059190 | OOTY | 11.4161 | 76.7222 | Airports Authority Of India Bldg., Doddabetta | OOTY4 | Airtel | Tamil Nadu | GBT
IN-1059340 | ELUR | 10.8517 | 77.0147 | Manickam, Sf No: 143/2, Opp. To Modern Steel, Elurpiruvu Post, Othakal Mandapam, Pollachi Taluk, Coimbatore-642109. Ph: 04259-242104 | ELUR1 | Airtel | Tamil Nadu | GBT
IN-1059380 | EB COLONY | 11.2622 | 76.9521 | Mr. R.Vaidooriam, Survey No. 298B/1A, Open Land Of Nakshatra Family Restaurant, Near Mile Board Showing Mettupalayam 4Km And Ooty 56 Km. Eb Colony, Coimbatore Dist-641104 , Ph: 94421 73755, 05254 2727 | KRMD2 | Airtel | Tamil Nadu | GBT
IN-1059385 | VINNAMBALLI | 11.3979 | 77.2009 | Mr. Kn Moorthy, Pichakar Street, Opp To Arasu Maru Valvu Illam, Vinnamballi, Vanipalayam Post, Vinnamballi, Sathyamangalam - 638402, Ph: 04295 263063 | VNMBL1 | Airtel | Tamil Nadu | GBT
IN-1059386 | PONGALUR | 11.2936 | 77.1333 | Open Land Of Mr. Shanmugan, S/O. Mr.Chinnakaliappa Chettiyar, No.30. Kumaran Nagar, Coimbatore Road, Pongalur.(Land Behind L.G.B), Ph-9865263025 | PNGLR1 | Airtel | Tamil Nadu | GBT
IN-1059398 | NALLATTIPALAYAM | 10.7872 | 77.0138 | Open Land Of Mr. N. Natarajan, S/O. Mr. Nall Goundar, Centrayam Palayam, Tamaraikulam Post, Kannathikadavu, Pollachi Main Road, Coimbatore Dist, Ph-04259-241533 | NLPLM1 | Airtel | Tamil Nadu | GBT
IN-1059428 | PULANKINAR | 10.5945 | 77.1914 | Thangaraj, T. Amirtham, Survey No -261, Eb Office Backside, Udumalpet, Pulankinar, Coimbatore Dt - 642205, Ph: 04252 258 (Nh-209.(Udumalpet To Komangalpudur) | PLNKR1 | Airtel | Tamil Nadu | GBT
IN-1062219 | VELANDIPALAYAM | 11.0416 | 76.9391 | K.T.Ramasamy Konar, Sf No. 88, No-8/22, Kottaikatti Salai, R.S.Nagar, Kavundampalayam, Coimbatore - 641030, Ph: 0422-2400320 (Acq By B.Sivakumar) | CBE150 | Airtel | Tamil Nadu | RT Tower
IN-1062875 | KAVUNDAMPALAYAM | 11.0393 | 76.9263 | MR..KUPPUSAMY, S/O.AYEE GOUNDER, NO.36, THADAGAM ROAD, IDAYARPALAYAM, COIMBATORE DIST - 641 025. PH:98947 18599 | CBE286 | Airtel | Tamil Nadu | RT Tower
IN-1059536 | PAPAMPATTI | 10.9584 | 77.1004 | K.Nagaraj, K.Kandavel, Sf No. 191/12, 6/62, Vandipudur Main Raod, Pappampatti, Coimbatore - 641106, Ph: 0422-2634535 / 94437 42276 (Acquired By Capital - 98422 01880) | PPMPT1 | Airtel | Tamil Nadu | GBT
IN-1062945 | GANDHI NAGAR | 11.0414 | 76.9192 | MR.D.PASUBATHIRAJAN,SF.NO.340/2,NO.17,GANDHI NAGAR,IDAYARPALAYAM,GOUNDAMPALAYAM,COIMBATORE DIST.-641 030.PH:0422-3209658 | CBE273 | Airtel | Tamil Nadu | RT Tower
IN-1059638 | MOPPERIPALAYAM | 11.1334 | 77.1463 | M.Chinnamaal, W/O. Muthusamy, Sf No: 420/3A, Korakattu Thootam, Mopperipalayam Post, Cbe - 641 659 , Ph: 9360222498 ( Land Backside House ( Door No: 2 ) | MPPLM1 | Airtel | Tamil Nadu | GBT
IN-1059831 | RAMANATHAPURAM | 11.3434 | 77.1586 | Mr.R.Mailswamy,Sf.No.26/3,No.3,Jawahar Street,Punjai Puliyampatty,Sathyamangalam Taluk,Erode Dist-638459.Ph.No.99941-45060.,04295-267580. | RAMAN1 | Airtel | Tamil Nadu | GBT
IN-1060134 | NEAR JM HOSPITAL | 11.0505 | 76.9195 | MR.M.K.PONNUSAMY,S/O.MR.KUPPANDA GOUNDER,SF.NO.369/1,THADAGAM ROAD,EDAYARPALAYAM,OPP.TO J.M.HOSPITAL,COIMBATORE DIST.-641 028.PH:94433-34940(REMARKS:MR.KUPPANADA GOUNDER SON IS MR.MARTHUCHALAM) | CBE279 | Airtel | Tamil Nadu | GBT
IN-1060057 | GANESH NAGAR | 10.9103 | 76.9913 | MR.C.SUBRAMANIAN, S.F.NO.299/1C, NO.2/112, GANESH NAGAR, KARASAKADU, MALUMICHAMPATTY POST, COIMBATORE DIST - 641 021. PH:98426 65344 | MLMPT3 | Airtel | Tamil Nadu | GBT
IN-1060130 | ANGALAKURICHI | 10.5272 | 76.9936 | MR.P.THANGAMUTHU GOUNDER,S/O.PALANI GOUNDER,SF.190/1,NO.10/7,LLA KIRU THOTTAM,VALPARRAI MAIN ROAD,ANGALAKURICHI,POLLACHI,COIMBATORE DIST.-642 007.PH:99422 86816/99421- 89865 | AGLKC1 | Airtel | Tamil Nadu | GBT
IN-1060132 | AYYAMPALAYAM | 10.6755 | 76.957 | MR.C.VIJAYAKUMARS/O,CHINNA SAMY COUNDER,SF NO.40/2A,AYYAMPALAYAM,ZAMINMUTUR POST,POLLACHI TALUK,COIMBATORE DIST-642 005-PH-99430 07385 | AYPYM1 | Airtel | Tamil Nadu | GBT
IN-1060133 | BHADRA KALI AMMAN TEMPLE | 11.2971 | 76.8964 | MR.C.RAJAMANI,W/O.CHINNASAMY GOUNDER,SF.NO.958/1,NO.1/105,VEL NAGAR,VANA BATHRA KALLI AMMAN KOIL STREET,NELLI THURAI POST,THEKAM PATTI VILLAGE,METTUPALAYAM,COIMBATORE DIST.-6410305.PH:99422-97687. | BDRKL1 | Airtel | Tamil Nadu | GBT
IN-1061371 | IDAYARPALAYAM | 11.0354 | 76.9262 | Edayarpalayam, Thadagam Road, Coimbatore | CBE100 | Airtel | Tamil Nadu | RT Tower
IN-1060164 | MEGANATHIPERIVA | 11.2424 | 77.0699 | MR.K.N.VELLINGIRI,SF.NO.107/1,MEGANATHI PERIVA,NC PALAYAM,METTUPALAYAM MAIN ROAD,COIMBATORE DIST.-641 653.PH:04254-064648/98421-93532 | MEGNA1 | Airtel | Tamil Nadu | GBT
IN-1060182 | JALLIPATTI | 10.5083 | 77.2026 | MRS.L.SAROJINI,W/O.K.LAKSHNAMANASAMY,SF.NO.92,SITE NO.19,J.P.R.COLONY,JALLIPATTI POST,KURUNJIKOTTAI,UDUMALPET,COIMBATORE DIST,-642112.PH:94423-31191/04252-298211 | JLPTI1 | Airtel | Tamil Nadu | GBT
IN-1060208 | BAJANAI KOIL STREET | 10.8825 | 76.9942 | MR.R.KARUNAGARAN, NATHAM S.NO.128, NO.23/1, BAJANAI KOIL STREET, OTHAKAL MANDAPAM, COIMBATORE DIST - 641 032 PH: 0422- 2610696 | OKLM3 | Airtel | Tamil Nadu | RT Tower
IN-1060257 | OTTAKALAMANDAPAM | 10.8718 | 77.0077 | MR.C.KADIRVEL,S/O.CHELLAN,MRS.SARASWATHY,SF.NO.669/2,LAND NEAR SODA COMPANY,PREMIER GAR WEST,OTHAKALMANDAPAM,COIMBATORE DIST.-641 032.PH:98948-87123 | OKLM2 | Airtel | Tamil Nadu | GBT
IN-1060261 | KAPPALANKARAI | 10.7745 | 77.0959 | C.TAMILSELVAN & SUNDARRAJ S.NO.379 DOOR NO.2/109 KAPPALANGARAIPOST. NAGAMAM VIA, POLLACHI TK. COIMBATORE 642 120 PH:9442245619 | KAPPA1 | Airtel | Tamil Nadu | GBT
IN-1062180 | CHINNA THOTTAM | 11.0396 | 76.9321 | 225/2A,Kavundachiammal Gogulam ,Neear Banari Amman Saw Millas Edayar Palayam , Coimbatore Dt-641 025 | CBE151 | Airtel | Tamil Nadu | GBT
IN-1062726 | TVS NAGAR ROAD | 11.0465 | 76.9347 | MR.K.V.SHANMUGAM,SF.NO.158/1,NO.2/4G,TVS NAGAR ROAD,KVS WATER THOTTAM,GOUNDAMPALAYAM,COIMBATORE DIST.-641 030.PH:93631-49700/0422-2403213 | CBE252 | Airtel | Tamil Nadu | RT Tower
IN-1060371 | MYLERIPALAYAM | 10.8718 | 77.0214 | MR.KA.RAMASAMY CHETTIYAR,SF.NO.6,KOZHIPANNAI THOTTAM,MYLERIPALAYAM,OTTAKALMANDAPAM VIA.,COIMBATORE DIST.-641302.PH:94425-53685 /94438-19830 | MYLPM1 | Airtel | Tamil Nadu | GBT
IN-1060487 | SRINIVASA NAGAR | 11.0463 | 76.9294 | MRS.VELLAIYAMMAL,W/O.THANGASAMY.12/33,JAMINDAR THOTTAM,BHARTHI GAR,TVS GAR POST,IDDAYAR PALAYAM TALUK,COIMBATORE-641025-PH-98431 99617 | CBE295 | Airtel | Tamil Nadu | GBT
IN-1060452 | KOTAMANGALAM | 10.6599 | 77.2721 | MR.N.SUBRAMANIA CHETTIYAR/N.KEISHNASWAMY CHETTIYAR,S/O.R.NANJAPPA CHETTIYAR,2/57,KOTTAMANGALAM POST,KOTAMANGALAM,UDUMALPET,COIMBATORE DIST.-642 201.PH:98658-61924 | KOTAM1 | Airtel | Tamil Nadu | GBT
IN-1060523 | POLLACHI ROAD | 10.8196 | 77.0162 | MRS.A.SARADHAMANI,W/O.ARUCHAMY,NO.55,PERIYAR NAGAR,KINATHAKADAVU POST,POLLACHI TALUK,COIMBATORE DIST.-99653 97257/92456-22528 | KKDU2 | Airtel | Tamil Nadu | GBT
IN-1061333 | PNP COMPLEX | 11.0436 | 76.925 | Pnp Complex ,12 /83 Kamaraj Nagar, Tvs Nagar, Coimbatore | CBE048 | Airtel | Tamil Nadu | RT Tower
IN-1060561 | DENAUD | 11.2901 | 76.6733 | MRS.RANI,SF.NO.1205/11&12,MYNILAI VILLAGE,PENGALMATTAM POST,NILIGIRI DIST-643 204-PH-94423 43186/0423 2258647 | DENAD1 | Airtel | Tamil Nadu | GBT
IN-1060587 | GUDIMANGALAM | 10.6897 | 77.2808 | MR.R.LAKSHMI,W/O.S.RAJENDRAN,NO.3/153,ISHWARAYA NAGAR,FOUR ROAD,GUDIMANGALM POST,UDUMALPET TALUK,COIMBATORE DIST.-642201.PH:94428-43297 | GDMGM1 | Airtel | Tamil Nadu | GBT
IN-1060654 | MANNUR | 10.6894 | 76.9119 | MRS.N.MAYILATHAAL,W/O.NANJAPPA DEVAR,SF.NO.224/2A,2A 3,NO.1/280D,RAMAPATTINAM POST,POLLACHI,COIMBATORE DIST.-642 005.PH:98422 55768/98658 49226 | MNNUR1 | Airtel | Tamil Nadu | GBT
IN-1060835 | THALADURAI | 11.2639 | 77.0256 | TLDRI1, MR.GOPALSAMY/MR.R.PALANISWAMY,SF.519/1B,NO.975,THALTHURAI,POGALUR POST,POGALUR VILLAGE,AVINASHI TALUK,COIMBATORE DIST.-641653.PH: | TLDRI1 | Airtel | Tamil Nadu | GBT
IN-1062420 | VELANDIPALAYAM | 11.0284 | 76.9316 | MRS.A.PADMAVATHY, S.F.NO.495/3, NO.7/10, TVK STREET,VELANDIPALAYAM, COIMBATORE DIST - 641 025. PH: 0422 - 2433783 | CBE232 | Airtel | Tamil Nadu | RT Tower
IN-1062181 | KANUVAI | 11.0649 | 76.9086 | udarshanam, Tadagam Road, Near Bus Stand, Kanuvai, Coimbatore - 641108, Ph: 0422- | KNVAI1 | Airtel | Tamil Nadu | RT Tower
IN-1061068 | PUNJAI PULIYAMPATTI | 11.3583 | 77.1694 | DR. SUBRAMANIAN'S LAND, OPP. V.R. TEXTILES, NEHRU GAR , PUNJAIPULAYAMPATTI | PJPT2 | Airtel | Tamil Nadu | GBT
IN-1061114 | LOWDALE | 11.3873 | 76.7149 | MR ANIL KUMAR DAGA, SURVEY NO: 4928, LOVDALE CLUB, VALLEY VIEW, OOTY | LDALE1 | Airtel | Tamil Nadu | GBT
IN-1061115 | ELK HILL | 11.397 | 76.703 | PALANI AMMAL, REJENDRAN LAND, NEAR TOAIR CEL TOWER,BHISHOP TOWN, RK PURAM,OOTY-643 001 | OOTY12 | Airtel | Tamil Nadu | GBT
IN-1061130 | MERIDIAN INDUSTRIES LTD | 10.7247 | 77.0253 | Existing Wireless Tower, Meridian Industries Ltd. Aachipatti, Coimbatore Dist. | ACPTM1 | Airtel | Tamil Nadu | GBT
IN-1061306 | ALAGIRISAMY BUILDING | 11.025 | 76.9353 | Alagirisamy Building, Near Lakshmi Arcade, Nsr Road, Venkitapuram. Coimbatore. | CBE008 | Airtel | Tamil Nadu | RT Tower
IN-1062707 | K.K PUDUR | 11.0296 | 76.9459 | MR.N.SHANMUGAM,SF.NO.283/1,NO.416,4TH STREET,SAIBABA COLONY,K.K.PUDUR,COIMBATORE DIST.-641038.PH:94431-68525/0422-2436470 | CBE191 | Airtel | Tamil Nadu | RT Tower
IN-1061307 | NEEL COMPLEX | 11.0257 | 76.9458 | 196 Raja Annamalai Road, Saibaba Colony, Coimbatore - 641011 | CBE009 | Airtel | Tamil Nadu | RT Tower
IN-1123379 | METTUPALAYAM ROAD | 11.026 | 76.9509 | Mr.K.Munnusamy,5Abc,Narayana Guru Road | CBE316 | Airtel | Tamil Nadu | RT Tower
IN-1060305 | GIRI NAGAR | 11.0353 | 76.9351 | MR.P.PONNUSWAMY,NEW NO.60,OLD NO.11/47,MANJESWARI COLONY,KOVILMEDU,COIMBATORE DIST.-641 025.PH:98431-42417 | CBE302 | Airtel | Tamil Nadu | GBT
IN-1061200 | OPP TO CORPORATION OFFICE | 10.9937 | 76.961 | MRS.M.FATHIMA BEGAM, T.S.NO.2/969,970,971&972, HABEB COMPLEX, NO.1194, BIG BAZAAR STREET, OPP. TO TOWN HALL, COIMBATORE DIST - 641 001 PH: 0422 - 2391068 | CBEM10 | Airtel | Tamil Nadu | RT Tower
IN-1061216 | OPP TO DINAMANAR OFFICE | 10.992 | 76.9654 | TAJTEXTILES,NO.346,B.K.CHETTY STREET,OPPTODINMANAROFFICE,COIMBATORE(G+2) | CBEM11 | Airtel | Tamil Nadu | RT Tower
IN-1061147 | RAJA STREET | 10.9947 | 76.9562 | Sri Rajeshwari hall, Raja street, Coimbatore-1 | CBEM12 | Airtel | Tamil Nadu | RT Tower
IN-1061253 | HOTEL ANNAPOORNA | 11.0067 | 76.9517 | 75 East Arokiaswamy Road, R.S.Puram, Coimbatore - 641002 | CBE010 | Airtel | Tamil Nadu | RT Tower
IN-1061302 | KRISHNA COMPLEX | 11.0119 | 76.9614 | Krishna Complex, 136, Sasthiri Road, Ram Nagar, Coimbatore | CBE004 | Airtel | Tamil Nadu | RT Tower
IN-1061309 | VENI BAKERY | 10.9978 | 76.9544 | VENI BAKERY, 280 T.K.STREET, COIMBATORE - 641001 | CBE012 | Airtel | Tamil Nadu | RT Tower
IN-1061310 | SRI RAGAVENDHRA TOWERS | 10.9922 | 76.9542 | SRI RAGAVENDHRA TOWERS, 178, KARUPPA GOUNDER STREET | CBE013 | Airtel | Tamil Nadu | RT Tower
IN-1061315 | COWCOODY CHAMPERS | 10.9997 | 76.9806 | Cowcoody Champers, 234A Race Course Road, Coimbatore 641 018 | CBE020 | Airtel | Tamil Nadu | RT Tower
IN-1061338 | RUBY TEXTILES BUILDING | 10.993 | 76.9588 | Ruby Textiles Building # 1126, Big Bazar Street, Coimbatore | CBE053 | Airtel | Tamil Nadu | RT Tower
IN-1061340 | SUNGAM | 10.9978 | 76.9875 | P Amaravathy, 1124, New No 1235, Sungam, Trichy Road | CBE056 | Airtel | Tamil Nadu | RT Tower
IN-1061433 | GUDDALORE | 11.505 | 76.4917 | Venus Lodge, Mysore Main Road, Sungam, Guddalore. | GDLR1 | Airtel | Tamil Nadu | RT Tower
IN-1061533 | MOHAMED SALEEM BUILDING | 10.5583 | 77.3634 | A.V.Mohamed Saleem Building, New No 29, Palani Main Road, Madhathukulam, Coimbatore | MDKM1 | Airtel | Tamil Nadu | RT Tower
IN-1061641 | OTHAKALMANDABAM | 10.8775 | 77.0039 | Mr Ravi, N.R Bakery Buliding, Pollachi Highway, N.S Nagar, Opp G.K.T Mills , Ottakalmandpam.Ph No 9443044920 | OKLM1 | Airtel | Tamil Nadu | RT Tower
IN-1061695 | R.N COMPLEX | 10.656 | 77.0328 | R.N Complex ,9/3 Thiruvalluar Colony ,Mahalingam Patti. Pollachi | PLCH4 | Airtel | Tamil Nadu | RT Tower
IN-1062007 | UKKADAM | 10.9913 | 76.9606 | Mr Raja, New Building Besides Kamala Lodge, Main Road, Ukkadam, Coimbatore | CBE101 | Airtel | Tamil Nadu | RT Tower
IN-1062085 | ROBERTSON ROAD | 11.0075 | 76.9429 | M.S.Stores & Rice Mundy, 52/60, Robertson Road, R.S.Puram, Coimbatore. G+! | CBE132 | Airtel | Tamil Nadu | RT Tower
IN-1062100 | VARIETY HALL ROAD | 10.9973 | 76.9596 | Mrs. Meharunnisa, No: 119-124, Vh Road, Coimbatore Dist-641004. Ph: 2431483 | CBE136 | Airtel | Tamil Nadu | RT Tower
IN-1062103 | DEVANGA STREET | 11.0053 | 76.9571 | Mr.Rajaram, Old T.S.No.7/3401,New No.8/1338/1,Door No,116-119,Devangapet St, No,2, Nannerkalagam Veethi,Coimbatore -641 002 (G+2) | CBE149 | Airtel | Tamil Nadu | RT Tower
IN-1062144 | SATHYAMOORTHY ROAD-RAM NAGAR | 11.014 | 76.9588 | P.Peter, Old T.S.No, 9/16/17, New T.S,No, 9/14/2C-1B, No.104/98, Sathya Moorthy Road, Ram Nagar, Coimbatore Dt-641 009, Ph No;0422 4379614 | CBE148 | Airtel | Tamil Nadu | RT Tower
IN-1062186 | PERUR(SELVAPURAM ROAD) | 10.9895 | 76.947 | D.No.53/1-2, Old No.17D, Karthik Illam, Ashoka Nagar, Selvapuram, Coimbatore. | CBE165 | Airtel | Tamil Nadu | RT Tower
IN-1062218 | RAMALINGA ROAD WEST | 11.0036 | 76.9482 | Mr.V.Srnivasan, No.109, Mothi Bhavanam, West Ramalinga Road, R.S Puram, Coimbatore. Ph-0422-2476429 | CBE133 | Airtel | Tamil Nadu | RT Tower
IN-1062237 | COWLY BROWN ROAD | 11.0137 | 76.9446 | Mr.C.M.Rama Venugopal, Old T.S No.287,T.S. No.8/36, No.76A, Bhasya Garalu Road West, R.S.Puram, Coimbatore - 641 002. Ph: 94431 24794 / 0422-2541490 | CBE176 | Airtel | Tamil Nadu | RT Tower
IN-1062301 | SATHYAMOORTHY ROAD | 11.0144 | 76.9625 | Mr.Dahrmendra.B.Lobaya,Old T.S.No.278/2,New T.S.No.22/2, No.210, Sathyamoorthy Road,Ramnagar,Coimbatore -641 009. Ph:98430-84000.2541090 | CBE147 | Airtel | Tamil Nadu | RT Tower
IN-1062390 | GREY TOWN | 11.0066 | 76.9678 | MR.J.SUMAN PANJABI, T.S.NO. 1/139, NO.103, GREY TOWN, COIMBATORE DIST - 641 018. PH:0422 - 2232868/98942 85254 | CBE197 | Airtel | Tamil Nadu | RT Tower
IN-1062417 | PALANIAPPA NAGAR | 10.9981 | 76.9441 | MR.N.MURUGESAN, S.F.NO.14, NO.83, E.B. COLONY, PALANIAPPA NAGAR, PONNAIAH RAJA PURAM, COIMBATORE DIST - 641 001. PH:0422 - 2475521 / 94420 13318 | CBE203 | Airtel | Tamil Nadu | RT Tower
IN-1062419 | AVINASHI ROAD-2 | 11.0022 | 76.9641 | MR.VR.ALAGAPPAN, T.S.NO.1/417/2B, ARUN COMPLEX, OLD NO.902, NEW NO.848/1, AVISHI ROAD, COIMBATORE DIST - 641 018. PH:93631 05066 | CBE201 | Airtel | Tamil Nadu | RT Tower
IN-1062478 | VENKATARAMAN ROAD | 10.9953 | 77.0012 | RAMANDHA ADIGALAR FOUNDATION EASTERN SIDE OF THE DR. MAHALIMGAM VIGN BHAVAN , KUMARAGURU COLLAGE OF TECHNOLOGY CAMPUS, CHINVEDAMPATTY, COIMBATORE DIST 641006 PH:98945 21555 | CBE234 | Airtel | Tamil Nadu | RT Tower
IN-1062613 | AVINASHI ROAD-1 | 11.004 | 76.9699 | MR.K.PRABHAKAR,PRABHAKAR BUILDING,T.S.NO.1/919/1,DR.MUNUSWAMY GARDEN STREET,OPP.TO HERO HONDA SHOW ROOM,AVINASHI ROAD,COIMBATORE-641 018.PH:94420-28059 | CBE200 | Airtel | Tamil Nadu | RT Tower
IN-1062747 | TELANGU ROAD | 10.9983 | 76.9512 | MR.MANI,538,TELANGU STREET,CBE-1,94430-34528 | CBE265 | Airtel | Tamil Nadu | RT Tower
IN-1062749 | D.B ROAD | 11.0018 | 76.9512 | DR.V.SUBBIAH,TS.NO.8/21 &86,NO.1,SRINIVASA RAGAVAN STREET,R.S.PURAM,COIMBATORE DIST.-641 002.PH:99440-09992 | CBE264 | Airtel | Tamil Nadu | RT Tower
IN-1062876 | ESHWARAN KOIL STREET | 10.9902 | 76.9628 | MR.K.J.SYED MOHAMMED,OLD TS.NO.2/1135,1137,NEW TS.NO.1727,1728&1729,NO.19/60,HMRP ROAD,KOTTAIMEDU,COIMBATORE DIST.-641 001.PH:94422-77448/0422-2394612(REMARKS:MR.SYED MOHAMMED BROTHER IS MR.AMEER) | CBE259 | Airtel | Tamil Nadu | RT Tower
IN-1062925 | GANDHI PARK | 10.996 | 76.9523 | MRS.P.ESWARI, W/O.G.PANDI, OLD TS.NO.6/318 PART, NEW TS. NO.6/338 PART, NO.43/46B, CHELLAPILLAI LANE, TELUNGU BRAHMIN STREET, COIMBATORE DIST - 641 001. PH:0422-2343303 / 99760 14541 / 98425 04775 | CBE317 | Airtel | Tamil Nadu | RT Tower
IN-1124868 | COLLECTERATE OFFICE | 11.0008 | 76.9677 | Mrs.D.Saroja,W/O.D.Dhandabani.No.33,Old Post Office Road | CBE289 | Airtel | Tamil Nadu | RT Tower
IN-1061254 | SAMPOORNA LODGE | 10.9989 | 76.9683 | Sampoorna Lodge, 8/25 State Bank Road, Coimbatore - 18 | CBE016 | Airtel | Tamil Nadu | RT Pole
IN-1061300 | SRI SAROJ NILAYAM | 11.0092 | 76.9647 | 5, SRI SAROJ NILAYAM, RANGAKOR ST, KATOOR, COIMBATORE - 9 | CBE002 | Airtel | Tamil Nadu | RT Tower
IN-1061303 | GHANA LAKSHMI BUILDING | 11.0106 | 76.9547 | GHA LAKSHMI BUILDING, 996, METTUPALAYAM ROAD, COIMBATORE - 641002 | CBE453 | Airtel | Tamil Nadu | RT Tower
IN-1061313 | PARSN TRADE PLAZA | 11.0025 | 76.9664 | PARSN TRADE PLAZA, 156, NJAPPA ROAD, COIMBATORE | CBE017 | Airtel | Tamil Nadu | RT Tower
IN-1061339 | SANTHOSH AGARWAL BUILDING | 11.0097 | 76.9476 | Santhosh Agarwal Building, # 159-C T.V.Samy Road West, Main Chambers, Rs Puram, Coimbatore | CBE054 | Airtel | Tamil Nadu | RT Tower
IN-1061368 | RACE COURSE | 11.0003 | 76.9731 | Cr Building, 88-C, Race Course Road Coimbatore 640 018 | CBE088 | Airtel | Tamil Nadu | RT Tower
IN-1062145 | GOVERNMENT HOSPITAL(GH) | 10.9948 | 76.9756 | Mr.Badri, Vinar Holdings Kovai Pvt Ltd, No.1420 C, Trichy Road, Behind Iob, Coimbatore-18, Ph: 98947 14003, 98947 14001 (Acquired By S.Sathish) | CBE155 | Airtel | Tamil Nadu | RT Tower
IN-1062178 | T.K. STREET | 11.0002 | 76.9541 | MR.SHYAMASUNDAR, NO.181, SAPTHGIRI COMPLEX, T.K. STREET,N COIMBATORE. PH-9843246820 | CBE128 | Airtel | Tamil Nadu | RT Tower
IN-1062250 | RAJA STREET | 10.9943 | 76.9541 | MR.K.ANDAKUMAR,MRS.K.SARADHA,T.S.NO.4/434,NO.569,INDIAN BANK BUILDING,RAJA STREET,COIMBATORE -641 001.PH:98434-21050 | CBE119 | Airtel | Tamil Nadu | RT Tower
IN-1062463 | SELVAPURAM | 11.0133 | 77.0008 | MR.N.ARUMUGAM, S.F.NO.12, NO.95, THIRUVIKKA ILLAM, UDAYAMPALAYAM, COIMBATORE DIST - 641 028. PH:98422 39497 | CBE213 | Airtel | Tamil Nadu | RT Tower
IN-1062560 | TRICHY ROAD | 10.9963 | 76.9794 | MS.A.ABILASHINI,D/O.AMSAVENI,OLDTS,.NO.1/669,NEWT.SS.1/1464,NO.1288/1,TRICHY ROAD,COIMBATORE DIST-18.PH:9842236767/0422-4504242 | CBE242 | Airtel | Tamil Nadu | RT Tower
IN-1062734 | SOUTH UKKADAM | 10.9904 | 76.9569 | MR.V.RAJAMANICKAM,TS.NO.1194/14,NO.110,PATTAKARA AYYASAMY NAICKER STREET,NEAR VAISIYAL STREET,UKKADAM,COIMBATORE DIST.-641001.PH:98657-76742 | CBE260 | Airtel | Tamil Nadu | RT Tower
IN-1062737 | SHASTRI NAGAR | 11.0144 | 76.9663 | MR.KK.PAJUVEEN,S/O,MR.KK.MOHAMEED,HOTEL KK,RESIDENCY,NO,7,SASTHRI RAOD,RAM NAGAR,BEHINDE CENTRAL BUS STAND,COIMBATORE-9,PH-94430 99099/0422 4377555 | CBE239 | Airtel | Tamil Nadu | RT Tower
IN-1061345 | MOHAN BUILDING | 11.0225 | 76.9506 | Mohan Building, M.M. Auto Carrage, Alagesan Road, Coimbatore | CBE061 | Airtel | Tamil Nadu | RT Tower
IN-1061308 | LIGHT HOUSE ROAD | 11.0033 | 76.9544 | 26/57 KOLLUPURAM, MARUDACHALAM STREET, COIMBATORE - 1 | CBE011 | Airtel | Tamil Nadu | RT Tower
IN-1061311 | VELLINGIRI BUILDING | 10.9944 | 76.9597 | 339, Oppanakkara Street, Coimbatore. | CBE014 | Airtel | Tamil Nadu | RT Tower
IN-1061335 | RASI BUILDING | 10.9998 | 76.9488 | Rasi Building,162-163 Ponnaiyarajapuram,Coimbatore, | CBE050 | Airtel | Tamil Nadu | RT Tower
IN-1061355 | TIRUVENKATA STREET | 11.0153 | 76.9546 | P. Gopalan, No. 1095/1102, Mettuppallayam Road, Opp Central Theatre, Rs Puram Coimbatore.-2. 9842230912, 0422-2430912 | CBE073 | Airtel | Tamil Nadu | RT Tower
IN-1062086 | SULLIVAN STREET | 10.9964 | 76.9499 | Mr.M.Rajagopalan, S/O.Krishnaramanujam, New No.309, Old No 266, 267, R.Subbulakshmi Illam, Idayar St West, Coimbatore -1 Ph No;98942 82455, 2340778 | CBE134 | Airtel | Tamil Nadu | RT Tower
IN-1062164 | RAMASAMY LAY OUT | 11.0303 | 76.9355 | K. VARATHARAJ, 10, RAMASAMY LAYOUT, VELANDIPALAYAM POST, COIMBATORE - 641025, PH: 0422-2447106 / 9843776078 (RAGHUTHAN) | CBE140 | Airtel | Tamil Nadu | RT Tower
IN-1062187 | THELANGUPALAYAM | 10.9844 | 76.9286 | Mrs. Sumathi, W/O. Mr Ravichandran, 182, Saradambal Nivas, Near Petrol Bunk, Telangupalaym Peruvu, Coimbatore -641039, Ph: 5589947 / 94427 66068 (Acquired By B.Shiva) | CBE166 | Airtel | Tamil Nadu | RT Tower
IN-1062599 | RAIWAYS STATION | 10.9951 | 76.9686 | MR.V.B.SELVARAJ, T.S.NO.1298/1, SUBBU PLAZA, NO.82-A, STATE BANK ROAD, COIMBATORE DIST - 641 018. PH:0422-2442394 / 98422 62352. | CBE211 | Airtel | Tamil Nadu | RT Tower
IN-1062659 | MTP ROAD | 11.0083 | 76.9563 | MR.M.GOVINDARAJAN,TS.NO.1363&1364,NO.49-50,R.R.LAYOUT,NEAR SHANMUGA THEATRE,POO MARKET,COIMBATORE DIST.-641 002.PH:98940-23884(REMARKS:MR.KUMARESHAN BROTHER IS MR.M.GOVINDARAJAN) | CBE270 | Airtel | Tamil Nadu | RT Tower
IN-1062710 | POOSARIPALAYAM | 11.0058 | 76.9325 | MR.M.INDIRAN,SF.NO.203,NO.619,THONDAMUTHUR ROAD,POOSARIPALAYAM,LAWLY ROAD POST,COIMBATORE DIST.-641 003.PH:0422 6980379/6941803 | CBE269 | Airtel | Tamil Nadu | RT Tower
IN-1062189 | NEAR RTO | 11.0148 | 76.9769 | Mrs. D. Sugunavenvi, W/O.N. Devaraj, 19, Ts No; 10/1046, Dr Balasundaram Road, Opp To Rto Office, Coimbatore - 641018, Ph: 98422 05351 , 98422 87327 (Acq By Raghu) | CBE168 | Airtel | Tamil Nadu | RT Tower
IN-1061360 | KK PUDUR | 11.0291 | 76.9414 | S. Rajeswari W/O, K. Selvaraj, No 182, Chinnammal Street, Kk Pudur, Sanbaba Colony, Coimbatore-641 038. Ph: 0422 2445577 & 0422 5383444 & 98940 45577 | CBE078 | Airtel | Tamil Nadu | RT Tower
IN-1062603 | FINGERPOST | 11.4158 | 76.6821 | N.RASHITA,W/O.KADHIRHUSSAIN,284,HOTALHINDUSTANPARADISE,MYSOREROAD,FINGERPOST,OOTY-643001.PH:0423-2224085,9363109566 | OOTY10 | Airtel | Tamil Nadu | RT Tower
IN-1061354 | THADAGAM ROAD | 11.02 | 76.9397 | V.Ratinam, Coimbatore Marketing Services Building, 36/54, Bharathi Park Road, 7Th Cross, Coimbatore - 43 / Ph: 5384241 | CBE072 | Airtel | Tamil Nadu | RT Tower
IN-1062767 | KANGAYAPALAYAM | 11.3439 | 77.0955 | MR.MRS.KA.KAMALAM,NO.3/131,ARUNAPPA GOUNDER COMPLEX,NO.3/353,TRICHY MAIN ROAD,KANGAYAM PALAYAM,SULUR,COIMBATORE DIST.-641 402.PH:94437 -19669/0422-2684069(REMARKS:KAMALAM SON IS MURUGESHAN) | KANGY1 | Airtel | Tamil Nadu | RT Tower
IN-1062787 | PALAMPALAYAM | 10.9936 | 77.0864 | MR.V.JAYABALAN, SF.NO.327/2, NO.24/12A, NANJAPPA DEVAR NAGAR, KANNAMPALAYAM, COIMBATORE DIST -641 105. PH: 0422-2910784/98944 16878 | PLMPM1 | Airtel | Tamil Nadu | RT Tower
IN-1062823 | J.S.S. COLLEGE | 11.4022 | 76.7069 | MR.V.SHAJEE,S/O.G.VASU,NO.112/219,WARD NO.31,NEAR J.S.S.COLLEGE,DAVISDALE,OOTY,NILIGIRI DIST.-643001.PH:99438-59579/0423-2440580 | OOTY13 | Airtel | Tamil Nadu | RT Tower
IN-1062850 | MAIN BAZAR | 11.4055 | 76.7011 | SRINIVASAN & MRS.S.VIJIYALAKSHMI, R.F.NO.1863, 1844, 1845 & 1862, HOTEL SURYA HOLIDAY INN, NO.11, UPPER BAZZAR, OOTY, NILGRIS - 643 001. PH:99943 77373/98940 45808/0423-2442567 (REMARKS: MR. SHANKAR S | OOTY8 | Airtel | Tamil Nadu | RT Tower
IN-1062880 | ARAVENU | 11.3988 | 76.8719 | MR.Raman, 4/224, Site Line, Jakkanaarai, Melkarai, Aravenu post, Kotagiri Taluk, Nilgiris dist. Ph: 274450 | ARVNU1 | Airtel | Tamil Nadu | RT Tower
IN-1066832 | PANAPALAYAM | 11.1792 | 77.2091 | P.MARAPPA GOUNDER,S/O.PACHILA GOUNDER,PERIYATHOTTAM,VENGAKALPALAYAM(V),PANAPALAYAM(V),THEKKALUR(P),AVANASHI(TK),COIMBATORE(DT),PIN:641670,PH:9344779423 | PANPM1 | Airtel | Tamil Nadu | GBT
IN-1066836 | PAPPANAKULAM | 10.5239 | 77.3235 | R.Ramathal,W/o:A.Ramasamy Ggounder,1040,Papaanakulam(po),Udumalpet(tk),Covai(dt)-642204,Ph.No.-9362678970 | PAPPA1 | Airtel | Tamil Nadu | GBT
IN-1066942 | PALANI GOUNDAN PUDUR | 10.7219 | 77.0407 | OPEN LAND OF MR.GUNASEKARAN,PALANIKAVANDAPUDUR,POLLACHI TK,COIMBATORE. PH:9843482000 | PKPDR1 | Airtel | Tamil Nadu | GBT
IN-1066961 | PERIYA KUMAR PALAYM | 11.3578 | 77.1193 | MS. K.PALAINIAMMAL WIFE OF KARUPASAMI NO:8/100,PERIYAKUMAR PALAYM MUUDDURAI(P),METIPALAYAM(T),COMBATORE(D),MOB:9976172216 | PLRPM1 | Airtel | Tamil Nadu | GBT
IN-1066982 | PERANAYAKKANPUDUR | 11.3164 | 77.1916 | K.NARAYANASAMI,S/O.KUMARASAMI GOUNDER,NO:95/68,TOTTAIKATTUTHOTTAM,PERANAYAKKANPUDUR(V),M.V.PALAYAM(P),AVANASHI(Tk),COIMBATORE(Dt),PH:04296-293278. | PNPDR1 | Airtel | Tamil Nadu | GBT
IN-1067397 | SOLAVAMPALAYAM | 11.3102 | 77.0747 | P.MURUGAIAH,S/O.PALANIAPPA,NO:67,SOLAVAMPALAYAM,KUPPANUR(P),AVANASHI(TK),COIMBATORE(DT),PH:04254-287259. | SLVPM1 | Airtel | Tamil Nadu | GBT
IN-1067420 | SUNDAKAMPALAYAM | 11.4172 | 77.2593 | open plot of K.Ramasamy, s/o-Kupanda gounder,285/184,sundakam palayam,gobi tk,Erode dist,no-9442354939 | SNKPM1 | Airtel | Tamil Nadu | GBT
IN-1071022 | MUTHUR | 10.7936 | 76.9868 | OPEN LAND OF MR.S VIJAYAKUMAR,4.2/42,MUTHUR,MUTHUR POST,POLLACHI TK,COIMBATORE. PH:9842888655 | MUTUR1 | Airtel | Tamil Nadu | GBT
IN-1071297 | NAGARAKALANDAI | 10.8094 | 77.1706 | OPEN LAND OF MR.SWAMI DHAN,S/O VENGIDACHALA GOUNDAR,GARAKAJANDAI,POLLACHI TK,CBE. | NGKND1 | Airtel | Tamil Nadu | GBT
IN-1071752 | YERMA KARAN PALAYAM | 11.433 | 77.291 | K.Dhankvel,s/o:Kumara Samy Gounder,16-Yerma Karan Palayam,Kadatur(po),Sathi(po),Erode Ph No.-04295-251302 | YKPLM1 | Airtel | Tamil Nadu | GBT
IN-1071917 | AKKARAI SENGAPALLI | 11.3252 | 77.088 | K.RANGASWAMY,S/O.KALISAMI,AKKARAISENGAPALLI(V),THOTTIYAMPALAYAM,SIRUMUGAI(VIA),AVANASHI(TK),COIMBATORE(DT),PIN:641302,PH:9842164450. | AKRGP1 | Airtel | Tamil Nadu | GBT
IN-1071937 | ALAMARATHUR | 10.7029 | 77.1992 | C.PALANICHAMY,S/O-CHINNAPPA GOUNTER,3/4 ALAMATHUR,KONGALNAGRAM(PO),UDUMALPET(TK),COVAI(DT)-642205,PH.NO.-9976451631 | ALMTR1 | Airtel | Tamil Nadu | GBT
IN-1071948 | ALATHUR | 11.301 | 77.1731 | S.MAYILSAMY,3/7 SOUTH STREET,ALATHUR,AVINASHI,COIMBATORE,PH:9965199752 | ALTHR1 | Airtel | Tamil Nadu | GBT
IN-1072026 | A NAGOOR | 10.6829 | 77.1326 | OPEN LAND OF MR. V DEVARAJ,1/69,A NAGOOR,A NAGOOR POST,,POLLACHI TK,COIMBATORE.04252258418 | ANGOR1 | Airtel | Tamil Nadu | GBT
IN-1072032 | ANNIKKADAVU | 10.7297 | 77.1768 | SURENDARAN,S/O: DEVRAJ MANIYAKAR,7/44,RAMCHANDRAPURAM(PO),UDUMALPET(TK),COVAI(DT)-642120 | ANKDU1 | Airtel | Tamil Nadu | GBT
IN-1072091 | ATHU POLLACHI | 10.6489 | 76.918 | OPEN LAND OF MR.L VISWANADHAN,S/O LAKSHMANA NARAYANA SWAMI,NO:1/251,MURUGAN MILL,ATTUPOLLACHI,POLLACHI TK,CBE.9842248728 | ATPLH1 | Airtel | Tamil Nadu | GBT
IN-1072699 | CHENNAPPACHETTIPUDUR | 11.1617 | 77.1137 | S.KANNAN,SUBAIAH NADAR,CHENNAPPACHETTIPUDUR(V)(P),KARUMATHAMPATTI(Via),PALLADAM(Tk),COIMBATORE(Dt),PH:0421-2362585, | CHPDR1 | Airtel | Tamil Nadu | GBT
IN-1072785 | CHINNAPUDUR | 11.2339 | 77.0172 | OPEN LAND OF MR.VELLAYANGIRI,NO-2/352,KVS ILLAM,CHINNAPUDUR,PERIYAPUDUR P.O.,AVINASI T.K.,CBE,PH NO-9842256165 | CNPDR1 | Airtel | Tamil Nadu | GBT
IN-1072931 | DASANAYAKANPALAYAM | 10.8654 | 77.1708 | OPEN LAND OF SUGANDHI,W/O SANJAYAN,5/50,DASANAYKAN PALAYAM,DASANAYKAN PALAYAM POST,JAKKARPALAYAM VIA,POLLACHI TK,CBE.9894429244 | DSNYK1 | Airtel | Tamil Nadu | GBT
IN-1073921 | IDUGAMPALAYAM | 11.3126 | 77.0428 | OPEN LAND OF MR.R.RAMASAMY,NO-5/26,IDUGAMPALAYAM,THIRUMANUR P.O.,METUPALAYAM T.K.,CBE,PH NO-9965971004 | IDGPM1 | Airtel | Tamil Nadu | GBT
IN-1074123 | JOTHAMPATTI | 10.5996 | 77.3567 | MR.P.ARUMUGAM, S/O.MR.PALANI GOUNDER, S.NO.52/1, 62/1A & 60/1, JOTHAMPATTY POST, UDUMALPET-TK, COIMBATORE DIST - 642 203. PH:04252-241219 | JTMPT1 | Airtel | Tamil Nadu | GBT
IN-1074148 | KAKAPALAYAM | 11.1929 | 77.1178 | T.M.SENIAPPAN,S/O.MARAPPA GOUNDER,CHITTIYARTHOTTAM,KAKKAPALAIYAM(V),SOKKAMPALAYAM(P),AVANASHI(Tk),COIMBATORE(Dt),PIN:641653,PH:9976491283. | KAKPM1 | Airtel | Tamil Nadu | GBT
IN-1074175 | KANUR | 11.2452 | 77.1799 | M.MAYILSAMI,POOTHOTTAM,KANUR(P)(V),SEVUR(Via),AVANASHI(Tk),COIMBATORE(Dt),PH:9442493113,04296-288544. | KANUR1 | Airtel | Tamil Nadu | GBT
IN-1074248 | KANDAYAPALAYAM | 11.3301 | 77.2169 | PALANISAMI,S/O.KARUPPA GOUNDER,MUGHATHOTTAM,KUTTAGAM(P),KANDAYAPALAYAM(V),AVANASHI(TK),COIMBATORE(DT). | KDYPM1 | Airtel | Tamil Nadu | GBT
IN-1074386 | KILUVAN KATTUR | 10.5058 | 77.2997 | C.Kandarmani,S/o:Sokkalinga Gounder,9/2,Kiluvangadu, Elyamathur(po),Udumalpet(tk),Covai(dt)-642154, Ph.No.-04252-278780,278378 | KLVGD1 | Airtel | Tamil Nadu | GBT
IN-1074602 | KOLATHUPALAYAM | 11.1635 | 77.171 | MR.M.MAYILSAMY,NO.1/91,ANDAIKADU THOTTAM,KULATHUPALAYAM,KITTAMPALAYAM POST,KARUMATTAMPATTI VIA.,PALLADAM TALUK,COIMBATORE DIST.-641659.PH:98422-06886 | KUHPM1 | Airtel | Tamil Nadu | GBT
IN-1074635 | KOVILPALAYAM | 11.3019 | 77.1028 | P.PALANISAMY, S/O.PALANISAMY, NO.911.KOVILPALAYAM, AMPOTHY(PO), P.PULIYAMPATTY(VIA), AVINASHI(TK), COIMBATORE-638459. 9944317626. | KVLPM1 | Airtel | Tamil Nadu | GBT
IN-1074639 | KAVELI PALAYAM | 11.3801 | 77.2271 | A.Rajendran,s/o;Ayysamy Gounder,4/7 Kaveli Palayam Sathi(tk), Erode Ph No-04295-265429,9976170131 | KVPLM1 | Airtel | Tamil Nadu | GBT
IN-1074715 | MADATHUR | 10.511 | 77.3996 | A.R.Subramanian,S/o: Rangasamy Mudatier,Madatur,Udumalpet(tk),Covai(dt)-642204,Ph.No.- 9345576351 | MADTR1 | Airtel | Tamil Nadu | GBT
IN-1061157 | ITPL LIMITED | 11.1803 | 77.0861 | Reception Building, India Trimmings P Ltd, Annur Road, Kariyampalayam. | KLPMM1 | Airtel | Tamil Nadu | RT Tower
IN-1106459 | AYYAMPALAYAM | 10.4862 | 77.3923 | OPEN LAND OF MR.NEPOLIYA GOUNDER, NO-8, AYYAMPALAYAM VILLEGE & P.O.,PALANI T.K.,DINDIGUL,PH NO-9788113937 | AYYAM1 | Airtel | Tamil Nadu | GBT
IN-1106617 | KOTHAVADI | 10.8076 | 77.0333 | K.MARIMUTHU, S/O.KALIMUTHU, NO.1/129.KOTHAVADI(PO), KINATHUKADAVU(VIA), POLLACHI(TK), COIMBATORE(DT). PH.9942488040 | KTVDI1 | Airtel | Tamil Nadu | GBT
IN-1061134 | ROOTS CAST PVT LTD. | 11.1429 | 77.0627 | Roots cast pvt ltd,aragampalayam,Kunnathur pudur post,S.S.kulam via,Coimbatore,Contact person Mr.Murugavel,Ph-9894683022 | KLPMM4 | Airtel | Tamil Nadu | GBT
IN-1250430 | ROOTS | 10.7496 | 77.0189 | CANTEEN, ROOTS INDIA PVT. LTD., KOVILPALAYAM, POLL | KPLMM3 | Airtel | Tamil Nadu | RT Tower
IN-1116889 | KONGALNAGRAM | 10.6764 | 77.1892 | Mr. K. Periyathirumaan, S/O Kalai Thiravidian, Sf No: 397/A1A1Oa & 10 C, No: 3/207, Kongal Nagaram Pudur, Kongal Nagaram, Udumalpet Tk, Coimbatore Dist: 6420205. Ph: 9965165947. | KGMRM1 | Airtel | Tamil Nadu | GBT
IN-1116922 | KUNNIYUR | 11.2684 | 77.0636 | MR.R.PALANISAMY GOUNDER,S.NO.687/3A,NO.491/3,KUNNEYUR,KUPPANUR POST,ANNUR VIA., AVISHI TALUK, COIMBATORE DIST-642 208-PH-99420 56441 | KUNYR1 | Airtel | Tamil Nadu | GBT
IN-1117495 | KARUMAPURAM PUDUR | 10.7242 | 77.093 | Open Land Of Sathyabhama,3/2A,Karumapuram Pudur,K G Palayam Post,Pollachi Tk,Coimbatore.Ph:9942977743 | KPPDR1 | Airtel | Tamil Nadu | GBT
IN-1117536 | KUDAGARAI | 11.3933 | 77.2672 | K.P.Muthusamy Gounder, S/O.K.P.Paramalsamy Gounder, 53.Pellayer Koil Street, North Street, Kudagarai(Po), Gobi(Tk), Erode(Dt)-638454. Ph.9965990838, 9344445333 | KUDGI1 | Airtel | Tamil Nadu | GBT
IN-1127305 | ILUPANATHAM | 11.3299 | 77.0596 | Mr.K.Ranagasamy,S/O.Kembaiya Gowder,Sf.No.173/2,173/2A | ILPTM1 | Airtel | Tamil Nadu | GBT
IN-1061162 | SACHITHANANDHA SCHOOL | 11.3372 | 76.895 | Girls Darmatory Building, Satchithanandha School, Ooty Road, Kallar. | MTPMM1 | Airtel | Tamil Nadu | RT Tower
IN-1061196 | OOTY | 11.4076 | 76.7111 | Sullivion Hotel,Fortune Itc,Ooty | OOTYM2 | Airtel | Tamil Nadu | RT Tower
IN-1059139 | KUMARAMANGALAM | 10.4886 | 77.3494 | Mr. M Kannan Land , D.No. 21,22, Sudarshan Illam, Ramalingam Street, Komaralingam. Udumalpet Tk, Coimbatore-642204, | KMLGM1 | Airtel | Tamil Nadu | GBT
IN-1059140 | KANAKKAMPALAYAN | 10.9964 | 77.0984 | Open Land Of Mr.K.A.Chandrashekhar, Sf No. 246/1, D.No.13/17A, Chinna Ramaiya Gounder Street, Kanakkampalayam. Coimbatore-641402, | KNKPM1 | Airtel | Tamil Nadu | GBT
IN-1059144 | KIRANUR | 10.5952 | 77.5014 | K.Kamardeen, Backside Of Fashion Store, Appalakkar Veedu, North Street, Keeranur Post, Palani, Tk. 92454070710 / 04545-235549 (18 Kms - Thoppampatti, Manur Root) | KRNUR1 | Airtel | Tamil Nadu | GBT
IN-1061365 | HOPES COLLEGE | 11.014 | 76.9588 | P.PETER, OLD T.S.NO, 9/16/17, NEW T.S,NO, 9/14/2C-1B, NO.104/98, SATHYA MOORTHY ROAD, RAM GAR, COIMBATORE DT-641 009, PH NO;0422 4379614 | CBE084 | Airtel | Tamil Nadu | RT Tower
IN-1062644 | LAL BAHADUR NAGAR | 11.0185 | 77.0186 | MR.KANNAN RAMDASS,SF.NO.18,NO.69,LAL BAGATHUR NAGAR,M.K.PALAYAM ROAD,PEELAMEDU,COIMBATORE-641004.PH:98946-79969/0422-2590715(REMARKS:R.S.BAKES OWNER IS MR.KANNAN RAMDASS) | CBE250 | Airtel | Tamil Nadu | RT Tower
IN-1062736 | DR.JAGANATH NAGAR | 11.0244 | 77.0247 | MRS.SPREMA,W/O.SV.SREENIVASAN,SF.NO.274/3A,NO.188,S.EMEMS HOSTEL,DR.JAGANATH NAGAR,AERODROME POST.,PEELAMEDU,COIMBATORE DIST.-641014.PH:98947-07484 | CBE278 | Airtel | Tamil Nadu | RT Tower
IN-1059877 | HOPES COLLEGE | 11.0306 | 77.0285 | COIMBATORE INSTITUTE OF TECHNOLOGY, (LANDMARK: NORTH EAST COMPOUND CORNER / OPP TO JENNEY CLUB / FRONT SIDE OF PLAY GROUND), AVINASHI ROAD, COIMBATORE-641004 (V.RANGASAMY NAIDU EDUCATIONAL TRUST) | CBE129 | Airtel | Tamil Nadu | GBT
IN-1061369 | KAMARAJAR ROAD | 11.0207 | 77.0219 | J.K.Complex, 386/A3 Kamarajar Main Road, Uppilipalayam Post, Coimbatore - 50 | CBE089 | Airtel | Tamil Nadu | RT Tower
IN-1059574 | KANNAMANAICKANUR | 10.5561 | 77.2678 | A. Lalitha,W/O. Alavanthar Sf No. 783, Kannamanaickanur, Udumalpet, Coimbatore Dt - 642126, Ph: 9245463996 (Acq By Capital-Govindaraj-98940 13024) | KNMKR1 | Airtel | Tamil Nadu | GBT
IN-1059452 | VILANKURUCHI ROAD(NEAR CODISIYA) | 11.0406 | 77.0256 | Open Land Near Water Tank, Codisiya Hall, Coimbatore. | CBE171 | Airtel | Tamil Nadu | GBT
IN-1059701 | CHINNAMPALAYAM | 10.6571 | 77.0227 | Mr.K.Veluswamy,T.S.No.550/3,No.126/5A,Teachers Colony,Udumalapet Main Road, Pollachi,Coimbatore Dist.-642 001.Ph:04259-220803 | CNMLM1 | Airtel | Tamil Nadu | GBT
IN-1061324 | COIMBATORE-MASAKALIPALAYAM | 11.0225 | 77.0178 | No.1, Kandasamy Layouts, Masakalipalayam, Coimbatore - 641004 | CBE033 | Airtel | Tamil Nadu | RT Tower
IN-1059725 | SIRUMUGAI ROAD | 11.3096 | 76.9478 | MR.C.AND,S.F.NO.418,418/1,SIRUGUMANI MAIN ROAD, OPP.TO TREASURY OFFICE,METTUPALAYAM COIMBATORE DIST.-641 301.PH:94421-26356/04254-226526. | MTPM5 | Airtel | Tamil Nadu | GBT
IN-1061352 | KAMARAJ ROAD | 11.0144 | 77.0235 | Bg Tech Building, 335, Kamarajar Road, Vr Puram, Coimbatore | CBE069 | Airtel | Tamil Nadu | RT Tower
IN-1059918 | PAALKARAI SALAI | 11.3546 | 77.0497 | MR.N.SUBBAIAH GOWDER, S.NO.743/2, NO.3/223, PAALKARAISALAI, SAMBARAVALLI, IRUMBORAI, METTUPALAYAM-TK, COIMBATORE DIST - 641 302 PH:04254 - 255046 | PAAAL1 | Airtel | Tamil Nadu | GBT
IN-1059934 | MOTHUPALAYAM | 11.3082 | 76.9802 | MR.S.MARANNAN, S.NO.356/1&358, NO.3/334, CHIKKADASAMPALAYAM, METTUPALAYAM, COIMBATORE DIST - 641 301. PH:94426 17446 | MELYM1 | Airtel | Tamil Nadu | GBT
IN-1059947 | BALACOLA | 11.3432 | 76.6855 | Mr.v.sundaran, Sf No: 32/1b5, No: 1/192, Mahalinga Nagar, Mudukulla Post, The Nilgiris Dt - 643 003 / 94430-95733 ( Land Opp To Mahalaingam Ind. Co.op. Tea Factory, Near To Kg Matriculation School ) | BLCOL1 | Airtel | Tamil Nadu | GBT
IN-1059979 | HULIGAL | 11.3194 | 76.7736 | Mr.g.selvakumar,s.f.no.138/5&153/1,no.9/74,hullical Village,hullical Post,coonoor, Niligiris Dist.-643 234.ph:0423-2281339/2281233 | HLGAL1 | Airtel | Tamil Nadu | GBT
IN-1061363 | KRISHNASWAMI NAGAR | 11.0204 | 77.0133 | Mr. Ramgnayagi, Nayagi Appartments, 65, Anna Nagar, Coimbatore,Ph- 5544991 | CBE082 | Airtel | Tamil Nadu | RT Tower
IN-1059991 | BLACKMARIAMMANKOVIL STREET | 11.0204 | 77.0632 | MR.PMARIAPPAM,4/6,BLACKMARIAMMAMKOVILSTREET,G.FROADIRUGUR,COIMBATORE-9842234647 | IRGR2 | Airtel | Tamil Nadu | GBT
IN-1059992 | SURYA NAGAR | 11.0071 | 77.0639 | MR.PMARIAPPAM,4/6,BLACKMARIAMMAMKOVILSTREET,G.FROADIRUGUR,COIMBATORE-9842234647 | IRGR3 | Airtel | Tamil Nadu | GBT
IN-1060024 | CTC ROAD | 10.6701 | 77.005 | MRS.M.SAKUNTHALA, T.S.NO.32/8,32/8A1,NO,117/9, CTC ROAD,B-I, MAHALINGAPURAM POST, POLLACHI TALUK, CBE DIST-642 002, PH:04259224745 | PLCH10 | Airtel | Tamil Nadu | GBT
IN-1060048 | RANGAN PALAYAM | 11.3868 | 77.0983 | MR.R.RANGAPPA GOUNDER, S.NO.256,251/2C,251/3&261/2B, CHINNA KALLAPATTI, METTUPALAYAM-TK., COIMBATORE - DIST - 641302 PH: 9443937284 | RNPYM1 | Airtel | Tamil Nadu | GBT
IN-1060096 | BUSSTANDAREA | 11.4002 | 76.6959 | MR.T.K. NAGARAJ,S/O.KAILASAM,KAILASAMTHOTTAM,ST.THAMUSCHURCH ROAD,OOTY-643001.PH:04232440877 | OOTY11 | Airtel | Tamil Nadu | GBT
IN-1060123 | ALIYAR DAM | 10.4891 | 76.9748 | MR.P.KALIYAPPA GOUNDER,S/O.PACHA GOUNDER,SF.NO.486/1,NO.20,KALIYAPPA GOUNDER COLONY,NEAR THRILL PARK,ALIYAR DAM,VALPARAI MAIN ROAD,POLLACHI,COIMBATORE DIST.-05.PH:04259-237376.(REMARKS:MR.KALIYAPPA GO | ALYAR1 | Airtel | Tamil Nadu | GBT
IN-1062050 | HOPES COLLEGE-PEELAMEDU | 11.0273 | 77.0181 | No.Thaskant St, B R Puram, Pelamedu, Coimbatore-641 004 Pk:98432 22014,0422 2273326 | CBE111 | Airtel | Tamil Nadu | RT Tower
IN-1062350 | HOPE COLLEGE_COTTON MILL RD | 11.0247 | 77.0215 | Adisvar,Paying Guest Home For Women,Cotton Mill Road,Peelamedu,Coimbatore-04.Ph#2590178.(G+4) | CBE183 | Airtel | Tamil Nadu | RT Tower
IN-1062039 | RAMAJU NEW NAGAR | 11.0067 | 77.0258 | Mrs.P.Andal, Sf No, 101 To 103, 162, Upplilipalayam Main Road, Varatharajapuram, Coimbatore 641 015, Ph No.0422 2490263, 9363103865 | CBE130 | Airtel | Tamil Nadu | RT Tower
IN-1060141 | KARUMATHAMPATTY | 11.1043 | 77.1701 | MR.N.MAILYLSAMY,S/O.NANJAPPA GOUNDERSF.NO.230,NO.3/210,KUMAR NAGAR,AVINASHI MAIN ROAD,KARUMATHAMPATTI,COIMBATORE DIST.-641659.PH:98422-37887 | KMPTI2 | Airtel | Tamil Nadu | GBT
IN-1060180 | ELYANMUTHUR | 10.4847 | 77.2967 | MRS.HAMSAVENI,W/0,R.RENGASAMY,SF NO.192/B1,NEW SF NO.472/5,NO,2/90,ILLAYAMUTHU POST,UDUMALAIPATTAI,COIMBATORE DIST-642 154-PH-94423 31191 | ELYMR1 | Airtel | Tamil Nadu | GBT
IN-1031721 | NEELIKONAMPALAYAM | 11.0105 | 77.0322 | S.P. SURESH KUMAR, NO.3,SAKKARAI CHETTIAR 'D' COLONY, N.K.PALAYAM, COIMBATORE - 641 033. | 6413 | Vodafone | Tamil Nadu | RT Tower
IN-1060414 | SRIMUGAI | 11.3294 | 77.0062 | MR.V.SANTHOSH KANNAN,S/O.T.VELUSAMY,NO.6/1,REST HOUSE ROAD,SIRUMUGAI,COIMBATORE -641302.PH:98655-91818 | SMGI2 | Airtel | Tamil Nadu | GBT
IN-1060426 | SRI KUMARAN MILLS | 11.0565 | 77.1903 | MR.C.KUMAR,NO.6/2C.MANNARIKADU THOTTAM,ANNUR STREET,KARUKAM PALAYAM,ITCHIPATTI POST,PALLATAM TALUK,COIMBATORE DIST-641 668-PH-0421 2910735 | ITHPT1 | Airtel | Tamil Nadu | GBT
IN-1060533 | ALAMARAM STREET | 10.6697 | 76.9952 | MR.V.P.SENTHILKUMAR & V.P.GIRI, S/O.V.P PALANI SAMY, PLOT NO.8, JAYALAKSHMI GAR, VADUGAPALAYAM, POLLACHI, COIMBATORE DIST - 642 002.PH:99763 84100 / 04259 - 231309 | PLCH12 | Airtel | Tamil Nadu | GBT
IN-1062722 | N.K.G NAGAR | 11.0091 | 77.0337 | MRS.P.KARUVAMMAL,W/O.PALANISAMY,SF.NO.466/1 & 2,NO.26,JAYA NAGAR,NEELIKONAMPALAYAM,COIMBATORE DIST.-641 033.PH:98422-87300 | CBE246 | Airtel | Tamil Nadu | RT Tower
IN-1060818 | PERIYAKOUNDANUR | 10.6686 | 77.063 | MR.A.MOHANRAJ,S/O.ARUMUGA GOUNDER,SF.NO.24/1C,NO.4/159,PERIYAGOUNDANUR,UNJAVELAPATTI,POLLACHI,COIMBATORE DIST.-642003.PH:98439-50530(REMARKS:MR.MANOHARAN UNCLE IS MR.A.MANOHARAN) | PKDNR1 | Airtel | Tamil Nadu | GBT
IN-1060871 | COONOOR | 11.3392 | 76.7931 | AND LAND, WOODCOAT, COONOOR | CONR1 | Airtel | Tamil Nadu | GBT
IN-1060873 | COONOOR | 11.37 | 76.7675 | ARUVANGADU, OOTY MAIN ROAD | CONR3 | Airtel | Tamil Nadu | GBT
IN-1060877 | ELATCHIPALAYAM | 11.1239 | 77.195 | S.No.480, Karumathampatti Village, Palladam Taluk, Coimbatore District | ELPM1 | Airtel | Tamil Nadu | GBT
IN-1060908 | KOMANGALAMPUDUR | 10.6225 | 77.1325 | K. Narayanaswamy, Near Aruljothi Thirumana Mandapam, Gedimedu, Gomangalam Pudur Village, Pollachi | KMPDR1 | Airtel | Tamil Nadu | GBT
IN-1060935 | METTUPALAYAM | 11.2939 | 76.9417 | Kasthuri Land, 25 E, Chinnammal Layout, Co-Operative Colony, Mettuppalayam. | MTPM1 | Airtel | Tamil Nadu | GBT
IN-1060951 | OOTY | 11.4165 | 76.7024 | Hotel Brindavan Land, Near Lake, Ooty | OOTY2 | Airtel | Tamil Nadu | GBT
IN-1060952 | OOTY | 11.4092 | 76.69 | Jeyalakshmi Devi Land, Highland, Udagamund. | OOTY3 | Airtel | Tamil Nadu | GBT
IN-1061005 | SUBBAIYAN LAND | 11.3219 | 77.0075 | Mk Subbaiyan Land, 166, Sathy Main Road, Sirumugai | SMGI1 | Airtel | Tamil Nadu | GBT
IN-1061271 | ANAIMALAI | 10.5825 | 76.9376 | Tvs Balamurugan Agencies,A.S.C.Tvs Motor Company 63-A Pollachi Road,Anaimalai | ANML1 | Airtel | Tamil Nadu | RT Tower
IN-1061316 | LCT INDUSTRIES LAND | 10.9989 | 77.0079 | Lct Industries Land, 1985, Krishna Colony, Trichy Road, Coimbatore. | CBE024 | Airtel | Tamil Nadu | RT Tower
IN-1061350 | UDAYAMPALAYAM | 11.0076 | 76.9992 | Mr. S. Velu Myil, 14 A, Sowri Palyam, Kartthik Nagar, Coimbatore-28. 9443345446 | CBE067 | Airtel | Tamil Nadu | RT Tower
IN-1062046 | MEENA ESTATE | 11.0111 | 76.9973 | K.K.Rajan Unnithan , Sf No,453, New 121, 5Th Cross , Meena Estate, Sowripalayam Post, Coimbatore-641 -28, Ph No.0422 231 5730 | CBE102 | Airtel | Tamil Nadu | RT Tower
IN-1062098 | RAMANATHAPURAM | 10.9988 | 77.0007 | Mr. Siva Kumara, 6/30, Om Sakti Nagar, Sowripalayam Peruvu, Coimbatore. 641045. | CBE125 | Airtel | Tamil Nadu | RT Tower
IN-1062099 | RAJALAKSHMI MILLS-SINGANALLUR | 10.9984 | 77.0151 | G.R.Valarmathi, No: 2112, Rajalakshmi Main Road, Trichy Road, Singanallore, Coimbatore-641005. Ph: 98940-21133 | CBE127 | Airtel | Tamil Nadu | RT Tower
IN-1062469 | UDAMPALAYAM (MEENA ESTATE) | 11.0133 | 77.0008 | MR.N.ARUMUGAM, S.F.NO.12, NO.95, THIRUVIKKA ILLAM, UDAYAMPALAYAM, COIMBATORE DIST - 641 028. PH:98422 39497 | CBE224 | Airtel | Tamil Nadu | RT Tower
IN-1062349 | RAMANATHAPURAM | 10.9946 | 76.9877 | Mr.R.Natarajan,Sf.No.358/1,Old No.30,New No.38,Karunanithi Nagar,Back Side Sungam,Ramanathapuram,Coimbatore Dist-640045. | CBE156 | Airtel | Tamil Nadu | RT Tower
IN-1062347 | VASANTHA MILL ROAD | 11.0025 | 77.0398 | Mr.Tv.Abdul Mazied,349,Trichy Road,Opp To M.M.T. Company,Singanallur,Coimbatore- 641 005 ( Hotel Amirdas ) | CBE173 | Airtel | Tamil Nadu | RT Tower
IN-1062411 | SINGANALLUR | 10.9985 | 77.0259 | MRS.T.DHANABAGYAM, S.F.NO.407/2, OLD NO.7/10, NEW NO.3, TANK ROAD, ELGI INDUSTRIAL COMPLEX, TRICHY ROAD, SINGANALUR, COIMBATORE DIST - 641 005. PH: 0422 - 2590971 | CBE209 | Airtel | Tamil Nadu | RT Tower
IN-1062896 | K P R LAYOUT | 11.0006 | 77.0346 | D.VENKATASAN, S/O.THAMARAI, NO.11/5.EXTENTION MAIN ROAD TO, SINGANALLUR(PO), COIMBATORE(DT). PH.9994774091 | CBE311 | Airtel | Tamil Nadu | RT Tower
IN-1062324 | ONDIPUDUR BUS STAND | 11.0032 | 77.0497 | Mr.G.Subramaniam, 23/36, Trichy Road, Opp To Raj Tutiion Centre, Ondipudur, Cbe - 641 016 / 98422-42043 | CBE182 | Airtel | Tamil Nadu | RT Tower
IN-1061514 | BALAJI MESS | 10.5378 | 76.9819 | Balaji Mess, Kottur, Pollachi Tk | KTTR1 | Airtel | Tamil Nadu | RT Tower
IN-1061607 | METTUPALAYAM | 11.3094 | 76.9319 | Ranga Lodge,Ooty Main Road,Near Vegetable Market,Mettupalayam. | MTPM4 | Airtel | Tamil Nadu | RT Tower
IN-1062819 | SINGANALLUR | 11.0145 | 77.0421 | MR.S.RAMMOHAN KUMAR,S/O.R.SELVARAJ,L.119,TNHB COLONY,NETHAJI PURAM,NELIKOM PALAYAM POST,COIMBATORE-641 033-PH-98943 43534 | CBE307 | Airtel | Tamil Nadu | RT Tower
IN-1061679 | PUNJAIPULIAMPATTY | 11.3511 | 77.1672 | Indian Stores Building Zavagar Street, Main Road, Punjai Puliampatti | PJPT1 | Airtel | Tamil Nadu | RT Tower
IN-1061692 | KRISHNASAMY APARTMENTS | 10.6703 | 77.0158 | Krishnasamy Apartments, Nallappa Nagar, Mahalingapuram, Pollachi. | PLCH1 | Airtel | Tamil Nadu | RT Tower
IN-1061334 | ONDIPUDUR | 11.0058 | 77.0443 | Antonyraj, Mariya Complex, 165,Civil Aerodrome Rd, Singanallur Post, Ondipuddur. | CBE049 | Airtel | Tamil Nadu | RT Tower
IN-1062008 | SIHS COLONY | 11.0197 | 77.0384 | R.NDA GOPAL, SF NO: 336/2B, BUILDING NEAR LAXMI ASTROLOGIES, NEAR SAKTHI FABRICATION WORKS, ARULMURUGAN GAR, OPP TO DOOR NO.44, SIHS COLONY | CBE105 | Airtel | Tamil Nadu | RT Tower
IN-1062723 | VELLALUR ROAD | 10.9969 | 77.0308 | MRS.G.LAKSHMI NARASAMMA,W/O.VENUGOPAL,SF.NO.332/1C1A1A,NO.15,DOUBLE STREET,AGRAHARAM,SINGANALLUR,COIMBATORE-641005.PH:99433-12290/0422-2593568 | CBE275 | Airtel | Tamil Nadu | RT Tower
IN-1061370 | AIRPORT ROAD | 11.0373 | 77.0371 | Mr.Karpusamy, No.717, Avinashi Road, Airport Corner, Cbe-14, Ph-04222574455 | CBE092 | Airtel | Tamil Nadu | RT Tower
IN-1061325 | COIMBATORE-KMCH | 11.0422 | 77.04 | P.B.No.3209, Avinashi Road, Coimbatore - 14 | CBE034 | Airtel | Tamil Nadu | RT Pole
IN-1072035 | ANDAKKAPALAYAM | 11.0846 | 77.0586 | OPEN LAND OF MR.A.C.MANI,ANDAKAPALYAM VILLEGE & P.O.,COVAI NORTH T.K.,CBE,PH NO-9942435755 | ANKPM1 | Airtel | Tamil Nadu | GBT
IN-1059135 | KALAPATTY | 11.0767 | 77.0375 | S.Muthusamy Land, Sf No: 975 & 976, No:2, Goldwing Saravana Thottam, Kalaptti Post, Coimbatore - 641035 | KLPTI1 | Airtel | Tamil Nadu | GBT
IN-1062096 | NEHRU NAGAR | 11.0522 | 77.0389 | R.KALIAPPAN, SF NO,332/7, 29,A, NEHRU GAR, CIVIL AERDROME POST, KALAPATTI, COIMBATORE-641 014, PH NO.0422 5567902. | CBE091 | Airtel | Tamil Nadu | RT Tower
IN-1062418 | BRINDAVAN NAGAR AIRPORT | 11.0297 | 77.0336 | xmBuilding of Mrs. Vijayalai, D.No.127, Brindavan nagar Airport, Coimbatore. (G+1) | CBE188 | Airtel | Tamil Nadu | RT Tower
IN-1062278 | PALAKAD ROAD | 10.665 | 76.9968 | MR.S.S.MUTHUKANI,T.S.NO.12/2,OLD DOOR NO.65,NEW NO.172,PALAKKAD ROAD,POLLACHI,COIMBATORE DIST.-642 001.PH:04259-230064/222715. | PLCH6 | Airtel | Tamil Nadu | RT Tower
IN-1062708 | PEELAMEDU PUDUR | 11.0211 | 76.9997 | MR.S.RAMESH BABU,MRS.J.MEENA,SF.NO.280,277/2,278/2 &279/2,NO.338-341,MARIAMMAN KOIL STREET,PEELAMEDUPUDUR,COIMBATORE DIST.-641 004.PH:98652 88832/0422-2312131 | CBE244 | Airtel | Tamil Nadu | RT Tower
IN-1061349 | LALBHADUR COLONY | 11.0276 | 76.9949 | Sujatha Rice Mundy Building,41 Lal Bhadar Colony. | CBE066 | Airtel | Tamil Nadu | RT Tower
IN-1062097 | PEELAMEDU PUDUR | 11.0188 | 77.0018 | Sf No.282, No,33/19, Thukkinar Krishnasamy Naidu Stt, Peelamedu Pudur, Coimbatore-641 004, Ph No. 98947 82427 | CBE108 | Airtel | Tamil Nadu | RT Tower
IN-1062129 | PSG TECH | 11.024 | 77.0011 | R.Azhagar,Raj, Sf No,436/3C, No,16, Vilan Kurichi Road,Peelamedu, Coimbatore-641 004 Ph No.94427 63953, 98948 87087 | CBE106 | Airtel | Tamil Nadu | RT Tower
IN-1062176 | G.K.D NAGAR | 11.0191 | 76.9801 | T. Krishnaraj, 38/1. Gkd Nagar, P.N. Palayam, Coimbatore - 37, Ph: 94430 38580 (Acq By Sathish) | CBE113 | Airtel | Tamil Nadu | RT Tower
IN-1062709 | VITRAIKARA STREET | 11.0273 | 76.9993 | MRS.PUSPHALATHA,SF.NO.443 & 444,NO.37,VETTRILAIKARA STREET,PEELAMEDU,COIMBATORE DIST.-641 004.PH:93626-75516 | CBE266 | Airtel | Tamil Nadu | RT Tower
IN-1061321 | COIMBATORE | 11.0217 | 76.9967 | 460 Avinashi Road, Peelamedu, Coimbatore - 4 | CBE030 | Airtel | Tamil Nadu | RT Tower
IN-1062051 | NAVA INDIA | 11.0252 | 76.9887 | R. Santhamani, No. 104B, M/S. Santha Engineering Products, Nava India, Avarampalayam, Coimbatore - 641006, | CBE112 | Airtel | Tamil Nadu | RT Tower
IN-1062421 | COMMERCIAL ROAD | 11.4089 | 76.7052 | MR.Y.MOHAMMED HAROON SAIT ,M/S MOOSA SAIT SHOPPING COMPLEX COMMERCIAL ROAD OTTACAMUI THE NILGIRIS DIST-643 001. PH: 9894216522 | OOTY6 | Airtel | Tamil Nadu | RT Tower
IN-1062441 | BALAGOPALAPURAM STREET | 10.6589 | 77.0109 | MR.M.A.SHANMUGASUNDRAM T.S NO .805,NO.37/1 VENKATRAMANA ROAD , R.R THEATRE ROAD , POLLACHI, COIMBATORE DIST-642 001 | PLCH7 | Airtel | Tamil Nadu | RT Tower
IN-1062539 | BHARATBHAVAN ROAD | 11.2997 | 76.9384 | MR.V.SELVARAJ & MRS.DR.S.YASODHA, S.F.NO.6, NO.7H, BHARAT BAVAN ROAD, KRISHNAMMAL LAYOUT, METTUPALAYAM POST, COIMBATORE DIST - 641 308. PH: 94432 67851 | MTPM6 | Airtel | Tamil Nadu | RT Tower
IN-1062657 | KOTHAGIRI | 11.4218 | 76.8622 | M.ABDUL RAHIMAN, NO.40/183, REBA COMPLEX, CITY ELECTRICAQLS, KOTAGIRI, NILGIRIS DISTRICT - 643217,PH:98427-71287 | KTGRI2 | Airtel | Tamil Nadu | RT Tower
IN-1061344 | COIMBATORE | 11.0561 | 77.0162 | Building Behind Andal Clinic, # 37,Bharati Nagar, Cheranmanagar, Coimbatore. | CBE060 | Airtel | Tamil Nadu | RT Tower
IN-1062683 | ROSEGARDEN STREET | 11.4053 | 76.7108 | MR.S.MOHAMMED RAFIDIN,RE SURVEY NO.1104/5&4B,NEW RS.NO.40&38,OLD NO.L45,NEW NO.135,VIJAYA GARDEN,BOMBAY KIST,OOTY.NILIGIRIS DIST.-643 001.PH:0423-2450693. | OOTY7 | Airtel | Tamil Nadu | RT Tower
IN-1062344 | HOPE COLLEGE | 11.0251 | 77.0118 | Mrs.S.Chinnammal,W/O.K.Somasundaram,Sf.No.488,Old No.291,New No.419,Nehru Street,Avinashi Road,Coimbatore Dist.-641004.Ph:98422-17443 | CBE181 | Airtel | Tamil Nadu | RT Tower
IN-1062396 | GANAPATHY MANAGAR(HUDCO COLONY) | 11.0419 | 77.002 | MR.V.SURESH KUMAR, SITE NO.HIG-1640, GANAPATHY MANAGAR HUDCO, GANAPATHY, COIMBATORE DIST - 641 015. PH:94437 53385 | CBE115 | Airtel | Tamil Nadu | GBT
IN-1062348 | THANNEER PANTHAL | 11.0371 | 77.0129 | Mr.T.M.Prabhaakar,Sf.No.346/2A,No.26A,Ganesh Nagar,Thaneerpandal,Ganesh Nagar,Peelamedu Coimbatore Dist.-641 004.Ph:0422-2512463 /94437-21245 | CBE110 | Airtel | Tamil Nadu | RT Tower
IN-1031702 | MURUGAN NAGAR | 11.0351 | 77.0019 | J.S. Durai, No 67, Murugann Nagar, Iii Street, Vk Road, Coimbatore 641 004. | 6414 | Vodafone | Tamil Nadu | RT Tower
IN-1062738 | COUNTER STREET | 10.6591 | 77.0033 | MR.T.K.KALLIAPPAN,1/7,CHAIRMAN STREET,POLLIACHI-642001,PH-94434 33971 | PLCH9 | Airtel | Tamil Nadu | RT Tower
IN-1061322 | COIMBATORE | 11.0246 | 77.0068 | No.1432, Iob (Upstairs), Avinashi Road, Coimbatore | CBE031 | Airtel | Tamil Nadu | RT Tower
IN-1062016 | RAMASAMY NAIDU NAGAR | 11.0467 | 77.0137 | Sf No.277/1 And 278/1, 9/14/2C, No2-1 Ramasamy Naidu Layout, V K Road, Coimbatore-641 037 | CBE096 | Airtel | Tamil Nadu | RT Tower
IN-1062882 | MAHALINGAM COLLEGE | 10.6569 | 77.0405 | SRK WOOD INDUSTRIES(AIRCEL COMING),KANDASWAMY PURAM,UDUMALPET ROAD,POLACHI. | PLCH5 | Airtel | Tamil Nadu | RT Tower
IN-1062647 | KAVERI NAGAR | 10.9904 | 76.991 | MR.M.JAYAKUMAR,SF.NO.310/1,NO.14A,KAVERI GAR,BHARATHI GAR-6TH STREET EXTN.,NEAR CHURCH,RAMATHAPURAM,COIMBATORE DIST.-641 045.PH:98946 99790 | CBE271 | Airtel | Tamil Nadu | RT Tower
IN-1066861 | PACHAGUNDAM PALAYAM | 10.8036 | 77.2011 | P.THAGARAJ,S/O:PALANISAMY GOUNDER,THEKKAL VEDU,PUCHHA GUNDAN PALAYAM,MUGUVANUR(PO),PALLADAM(TK)-641671 PH.NO.-9942918181(SAMPATH} | PCGPM1 | Airtel | Tamil Nadu | GBT
IN-1066903 | PERIYAPATTI | 10.7583 | 77.2693 | P.GANDHI, S/O.PALANIYAPPA CHITTYAR, 1/109.PERIYAPATTY & PO, GUDIMANGALAM(VIA), UDUMALPET(TK), COIMBATORE-642201. PH.04252-249741. 9942194725. 04252-249606(PP) | PERPT1 | Airtel | Tamil Nadu | GBT
IN-1066941 | PUKKULAM | 10.6326 | 77.2417 | S.MUTHURAJ, S/O: THEVANA GOUNTER,THEVANA GOUNTER THOTTAM, PUKKULAM, UDUMALPET(TK),COVAI(DT)-642154 | PKKLM1 | Airtel | Tamil Nadu | GBT
IN-1066984 | PANAPPATTI | 10.876 | 77.0974 | OPEN LAND OF MR.SIVALINGAM,S/O MANIKKA GOUNDAR,3/34,PANAPPATTI,PANAPPATTI POST,CHETTIKKAPALAYAM ,POLLACHI TK,CBE.04965417208 | PNPPT1 | Airtel | Tamil Nadu | GBT
IN-1067000 | PONNERI | 10.6425 | 77.2669 | C.PALANI CHAMY,1/383 POONARI,KOTTALALAMANGALAM(PO),UDUMALPET(TK),COVAI(DT)-642001, PH. NO.-9943357351 | PONAR1 | Airtel | Tamil Nadu | GBT
IN-1070911 | MARANPALAYAM | 11.3531 | 77.1975 | Arumugam,s/o:maraga Gounder,2/227 MaramPalayam,Sathi(tk),erode Ph No-9965683992,04295-293241 | MMPLM1 | Airtel | Tamil Nadu | GBT
IN-1070980 | MARIKANTHAI | 10.7094 | 77.1798 | V.PARTHASARTHY,S/O: VENUGOPAL SAMY,2/112 V.VALLAKKUNDAPURAM,RAMCHANDRAPURAM(PO),UDUMALPET(TK),COVAI(DT)-642102,PH.NO.-04252 246253 | MRKDI1 | Airtel | Tamil Nadu | GBT
IN-1070991 | MASAGAUNDACHETTIPALAYAM | 11.1473 | 77.0746 | MRS.P.SARASWATHI,/ P.SENTHIL KUMAR,SF.NO.334/1,NO.8/76,MASAGIUNDAN CHETTIPALAYAM,SS.KULAM VIA.,AVINASHI TALUK,COIMBATORE DIST.-641107.PH:98947-48747/94428-43847 | MSGPM1 | Airtel | Tamil Nadu | GBT
IN-1071015 | MUNGILTHERU | 10.7616 | 77.2118 | A.SHIVASAMY,S/O:ARUNYA GOUNDER,3/55,MUNKILTHERU(PO),UDUMALPET(TK),COVAI(DT)-642202,PH.NO.-04252271391 | MUNGL1 | Airtel | Tamil Nadu | GBT
IN-1071844 | ADIVALI | 10.6883 | 77.157 | M.SRINIVASAN, S/O: MUTHUSWAMY,4/39 ADIVALI,PUDUPALAYAM(PO),UDUMALPET(TK),COVAI(DT) PH NO.-04252 258419 | ADVLI1 | Airtel | Tamil Nadu | GBT
IN-1071915 | AKKLANAYAKKANPALAYAM | 10.8836 | 77.1481 | APPA NAICKAR,S/O.PALANISWAMY NAICKAR,AKKANAYAKKANPALAYAM(V)(P),SULTHANPET(Via),PALLADAM(Tk),COIMBATORE(Dt),PIN:638669. | AKMPM1 | Airtel | Tamil Nadu | GBT
IN-1071947 | ALLAPALAYAM | 11.2589 | 77.1548 | RANGASAMI,S/O.KANDASAMI MUDALIYAR,NO:1/84,ALLAPALAYAM(V)(P),ANNUR(Via),AVANASHI(Tk),COIMBATORE(Dt),PH:9942653389. | ALPYM1 | Airtel | Tamil Nadu | GBT
IN-1031743 | NEW PARSONS COMPLEX,NAJUNDAPURAM | 10.9834 | 77.0017 | D.SUSEELA, NO.3/316, CHARLES NIVAS, INDIRA GAR, 4TH STREET, KANNIMAR KOIL, NJUNDAPURAM, COIMBATORE - 641 036. | 6527 | Vodafone | Tamil Nadu | RT Tower
IN-1072060 | ARASAMPALAYAM | 10.8483 | 77.0402 | OPEN LAND OF MR.PALANI SWAMI,NO:1/67,NORTH STREET,ARASAMPALAYAM,KINATHUKADAVU POST,POLLACHI TK,COIMBATORE PH:9865017145 | ARSAM1 | Airtel | Tamil Nadu | GBT
IN-1072076 | ARASUR | 11.0142 | 77.0236 | BG TECH BUILDING, 335, KAMARAJAR ROAD, VR PURAM, COIMBATORE | ASUR4 | Airtel | Tamil Nadu | GBT
IN-1072741 | CHETTIAKKAPALAYAM | 10.7846 | 77.067 | OPEN LAND OF THILAKAVATHI,W/O LT. S KRISHNA SWAMI,CHETTIAKKAPALAYAM,POLLACHI TK,CBE.9865448603 | CKPLM1 | Airtel | Tamil Nadu | GBT
IN-1072797 | CHERIPALAYAM | 10.792 | 77.0889 | OPEN LAND OF MR.THANKAVEL,S/O SUBRAMANYA GOUNDAR,CHERIPALAYAM,POLLACHI TK,CBE.0425926427 | CRPLM1 | Airtel | Tamil Nadu | GBT
IN-1073237 | EDAYAPALAYAM | 10.9239 | 77.1107 | B.BALASUBARAMANIYAM,S/O.VENKATACHALAM,NO:2/49,EDAYAPALAYAM(V)(P),OONDIPUDUR(VIA),PALLADAM(TK),COIMBATORE(DT),PH:9942143123. | EYPLM1 | Airtel | Tamil Nadu | GBT
IN-1073333 | GOLLAPATTI | 10.6881 | 77.0964 | OPEN LAND OF MR.K SAKTHIVEL,1/98,GOLLAPATTI,EARRIPATTI POST,,POLLACHI TK,COIMBATORE. PH:9486662144 | GLLPT1 | Airtel | Tamil Nadu | GBT
IN-1074235 | KODINGIUM | 10.6897 | 77.2811 | MRS.K.VALLIYAMMAL,W/O.KRISHNASAMY,SF.NO.2A,3A,NO.2/23,KODINGIAM POST,KODINIGAM,UDUMALPET TALUK,COIMBATORE DIST.-642122.PH:97883-77804 | KDNGM1 | Airtel | Tamil Nadu | GBT
IN-1074742 | MUNDUVELAMPATTY | 10.7113 | 77.3265 | OPEN LAND OF MR.PALANISAMY GOUNDER,MUNDUVELAMPATTY VILLEGE & P.O.,DHARAPURAM T.K.,ERODE,PH NO-04252-249718 | MANDU1 | Airtel | Tamil Nadu | GBT
IN-1074747 | MANUPATTI | 10.4924 | 77.2391 | R.Murugesam,S/o:V.Ramalingam,4/16A,Manupati(po),Udumalpet(tk),Covai(dt)-642154 Ph. No.-04252265077 | MANPT1 | Airtel | Tamil Nadu | GBT
IN-1082219 | KOPPANAYAKKANPUDUR | 10.7282 | 77.3543 | No.454/2A, Sellandi Thottam, | KKPDR1 | Airtel | Tamil Nadu | GBT
IN-1101283 | NATHUKKAPALAYAM | 11.0347 | 77.1026 | T.MUTHULAKSHMI, W/O.K.THANGAVEL GOUNDER, 1/1-NATTUKALPALAYAM, KANJAMPATTI(PO), POLLCHI(TK), COIMBATORE(DT)-642003. PH.9965554440 | NATHU1 | Airtel | Tamil Nadu | GBT
IN-1106490 | PUDURKARAR THOTTAM | 11.2133 | 77.0404 | PALANI AMMAL, W/O.RAMASAMY GOUNDER, 7/209.PONNIYA GOUNDN PUDURKARAR THOTTAM, MEL KATHAVUKARAI, KARA GOUNDAMPALAYAM(PO), PUGALUR(VIA), AVISHI(TK), COIMBATORE- 641 697. PH.9842211175 | KTKRI1 | Airtel | Tamil Nadu | GBT
IN-1106630 | AVALAPPANPATTI | 10.7111 | 77.1 | C.SANMUGA SUNDARAM,S/O P.CHINNA SAMY,SF NO-38,AVALAPPANPATTI,A NAGOOR POST,POLLACHI TALUK,COIMBATORE-642120, PHONE 9842482526,04259245646, | AVMPT1 | Airtel | Tamil Nadu | GBT
IN-1060863 | MANIKAVEL LAND | 11.0025 | 76.9872 | Manikavel Land, # 3, Souri Muthu Chettiyar Street, Red Fields, Coimbatore | CBE042 | Airtel | Tamil Nadu | GBT
IN-1116870 | DHALI | 10.5101 | 77.1869 | Mr.V.Rathinasamy,S.F.No.12&15,Rathinasamygounderthottam,Dhalli,Udumalpet,Coimbatore Dist.-642112.Ph:04252-265453/94429-50819 | DHALI1 | Airtel | Tamil Nadu | GBT
IN-1116921 | KILKUNDA | 11.2655 | 76.6528 | Mr.R.Arasu,Sf.No.185/1A,Old No.7/268A,New No.11/363, Banagudi, Kilkuntha Post,The Niligiris Dist.-643 219. Ph:0423-2509888 (Contact Person-Mr. Lingaraj - 94430 89743) | KLKND1 | Airtel | Tamil Nadu | GBT
IN-1116930 | KENGARAI | 11.419 | 76.926 | Mr.L.Chandrasekaran,S/O.Mr.P.J.Lakshmanan,Old Sf.No.50/1B,New Sf.No.500/3,No.4/75,Kengarai Post,Manthatty,Kengarai Taluk,The Niligiris Dist.-643217.Ph: | KNGRI1 | Airtel | Tamil Nadu | GBT
IN-1125801 | CHEKARAMPALAYAM | 11.2414 | 76.9856 | Mr.K.Murugaiyan,S/O.Krishnasamy,Sf.No.24,24/2,Chikkarampalayam Post | CKRPM1 | Airtel | Tamil Nadu | GBT
IN-1125803 | IRUMBORAI | 11.3439 | 77.0955 | Mr.N.Ponnusamy,& Mr.Krishnasamy,S/O.Nanjappa Gounder,Sf.No.826/1C & 860/4 | IRMBR1 | Airtel | Tamil Nadu | GBT
IN-1127319 | KODANGIPALAYAM | 11.0208 | 77.2081 | Mr.K.S.Velusamy,S/O.Sennimalai Gounder,Sf.No.69/2,73/2 & 74/1, | KDNGP1 | Airtel | Tamil Nadu | GBT
IN-1127374 | KAMBALAPATTY | 10.549 | 77.0373 | Mr.M.Palanichamy,S/O.Marimuthu,Sf.No.212/2,No.7/159,Kambalapatti Post, | KMBPT1 | Airtel | Tamil Nadu | GBT
IN-1127388 | UKKARAM | 11.4094 | 77.2322 | Mr.P.Rangasamy, & Mr.P.Chinna Rangasamy,S/O.Palanianadi,Re-Sf No.480/4,No.1/84,1/90,West Street,Maniyakarar | UKKRM1 | Airtel | Tamil Nadu | GBT
IN-1232111 | KONAKARAI | 11.4064 | 76.8922 | KNKRI1 , OLD SF.NO.331,NEW.SF.NO.261/12,NO.245 A,G | KNKRI1 | Airtel | Tamil Nadu | GBT
IN-1062477 | 80 FEET ROAD | 10.9933 | 76.9936 | MRS.E.K.SELVAMANI, T.S.NO.10/2237/2, NO.33/1, VOC NAGAR, NEW 80FT SCHEME ROAD, RAMANATHAPURAM, COIMBATORE DIST - 641 045. PH:94430 21514/98435 14287 | CBE218 | Airtel | Tamil Nadu | RT Tower
IN-1059083 | ACHIPATTI | 10.6994 | 77.0127 | A.P.Kalimuthu Land, 1/150, Sf No: 50/104, Kovai Main Road, Pollchi Tk, Coimbatore - 642 002 | ACPTI1 | Airtel | Tamil Nadu | GBT
IN-1061356 | DAMU NAGAR | 11.0101 | 76.9881 | Mr.Dhanasekar, No:30/6, New Damu Nagar, Pn Palayam, Coimbatore - 37. 98422 18272 ? | CBE074 | Airtel | Tamil Nadu | RT Tower
IN-1059166 | MARICHINAIKKANPALAYAM | 10.6317 | 76.8991 | M.Shanmuga Gounder Land, Sf No: 641, 105B, Bvv Paper Mill, Ambalapalayam Post, Pollachi , Coimbatore Dt - 642103 | MRKPL1 | Airtel | Tamil Nadu | GBT
IN-1059199 | PALLAPALAYAM | 10.5317 | 77.2208 | R.Chinrasu Land, Sfno. 77/1, No-41/35, Dali Road, Pallapalayam, Udumalpet, Coimbatore Dt -642112, | PLPLM1 | Airtel | Tamil Nadu | GBT
IN-1062265 | NANJUNDAPURAM | 10.9774 | 76.9954 | Mr.Thavasi,Nanjundapuram,9894011082 (Near From Otion B) | CBE157 | Airtel | Tamil Nadu | RT Tower
IN-1030592 | CHINAMATHAMPALAYAM | 11.2203 | 76.9635 | K.MAGENDRAN, NO.2/117,BETTATHAPURAM PUDUR, THANEERPANDAL, KARAMADAI, COIMBATORE - 641 104. | 6291 | Vodafone | Tamil Nadu | GBT
IN-1062266 | PARSON APPARTEMENTS | 10.9842 | 77.0023 | Mr.B.Ramachandran , Sf No: 553/2 & 172/4, No:320A, Indira Nagar, Nanjundapuram Main Road, Coimbatore Dt - 641 036 / 9363107638 | CBE177 | Airtel | Tamil Nadu | RT Tower
IN-1060859 | SWASTIK ENGG WORKS LAND | 10.9878 | 76.9992 | Swastik Engg Works, 29, Nethaji Nagar, Nanjundapuram, Coimbatore | CBE022 | Airtel | Tamil Nadu | GBT
IN-1059401 | PALAPPAMPATTI | 10.5785 | 77.3081 | Mrs. K.Ramaathal, W/O. Mr.Kuppusamy Goundar,Sf. No 148/B, Siddarth Thottam, Palappampatti Village, S.V. Mills Post, Udumalpet Tk. Coimbatore Dist. Ph-04252-233161, 9842037920, 98420 37926 (Nh 209- Udu | PLMPT1 | Airtel | Tamil Nadu | GBT
IN-1062611 | PN PALAYAM ROAD | 11.0064 | 76.9919 | I.JANAKI,T.S.NO:10/1105/3,D.NO:69,PNPALAYAM ROAD,PULIAKULAM,COIMBATORE-641045.PH:0422-2316315,9443131551 | CBE230 | Airtel | Tamil Nadu | RT Tower
IN-1059468 | PATTANAM | 10.9808 | 77.0566 | Open Land Of Mr. S. Devaraj, S/O. Mr.Suppanan, No.3/100F, Selva Vinayagar St. Naduppalayam Road, Pattanam, Coimbatore., Ph-2271010. | PATNM1 | Airtel | Tamil Nadu | GBT
IN-1062764 | KONGU NAGAR | 10.9953 | 77.0012 | O.VELLINGIRI, S.S BUILDING, 52-2, T.NAGAR, 3RD STREET, RAMANATHAPURAM,COIMBATORE 45. PH:9363105213. | CBE241 | Airtel | Tamil Nadu | RT Tower
IN-1059591 | CHIKKADASAMPALAYAM | 11.2964 | 76.9503 | Mr.M.Shanmugasundaram,/Mr.M.Govindaraj,S.F.No.107/3C,Jeevanandhapuram,Annur Road,Mettupalyam,Coimbatore Dist.-641 301.Ph:92451-43637 | CDPLM1 | Airtel | Tamil Nadu | GBT
IN-1060422 | PUNGAMPALAYAM | 11.2365 | 76.9211 | MR.T.SUBRAMANIAN,S/O,THIMME GOWDER,SF.NO.791/2,NO,6/179,K.PUNGAM PALAYAM MARUDUR POST,KARAMADAI VIA,COIMBATORE-641 104-PH-99424 50486 | PUGPM1 | Airtel | Tamil Nadu | GBT
IN-1066722 | ONIPALAYAMPUDUR | 11.2142 | 77.0026 | OPEN LAND OF MR.A.LAKSHMI AMMAL,NO-3/454,ONIPALAYAMPUDUR,PILICHI P.O.,CBE,PH NO-9842888374 | ONPDR1 | Airtel | Tamil Nadu | GBT
IN-1060872 | COONOOR | 11.3514 | 76.7985 | TS NO.B4/55 WOODBURRY CLUB ROAD, GREYS HILL, COONOOR - 1 | CONR2 | Airtel | Tamil Nadu | GBT
IN-1060900 | VEELINGIRI GOUNDER LAND | 10.8244 | 77.02 | VEELINGIRI GOUNDER LAND, POLLACHI MN RD, KITHUKADAVU, COIMBATORE DISTRICT | KKDU3 | Airtel | Tamil Nadu | GBT
IN-1060911 | KANIYUR | 11.0939 | 77.1506 | P.Ranganathan Land, S/O. K.R.Palanisamy, Periyakadu, Kaniyur, Coimbatore | KNUR1 | Airtel | Tamil Nadu | GBT
IN-1067358 | SILIYUR | 11.1997 | 76.8611 | OPEN LAND OF MR.T.RAJAPPAN,NO-4/567A,SILIYUR VILLEGE & P.O.,METUPALAYAM T.K.,CBE,PH NO-04254-290591 | SILYR1 | Airtel | Tamil Nadu | GBT
IN-1060936 | METTUPALAYAM | 11.3247 | 76.9117 | Suliman Land, Opposite To Kannimar Kovil, Near Black Thunder, Mettupalayam. | MTPM3 | Airtel | Tamil Nadu | GBT
IN-1060950 | OOTY | 11.41 | 76.7103 | Hotel Charing Cross Land, Charing Cross, Ooty | OOTY1 | Airtel | Tamil Nadu | GBT
IN-1074136 | JYOTIPURAM | 11.2127 | 76.8936 | OPEN LAND OF MR.GOVINDARAJAN,JYOTIPURAM,PUJANGANUR P.O.,SILIUR VIA,CBE,PH NO-9865694615 | JYTPM1 | Airtel | Tamil Nadu | GBT
IN-1061109 | ANNUR | 11.2297 | 77.1006 | BALAKRISHN LAND, COIMBATORE MAIN ROAD, ANNUR | ANUR1 | Airtel | Tamil Nadu | GBT
IN-1059330 | THEKKAMPATTI(BILT) | 11.2416 | 76.8741 | P.Nachimuthu, Sf No; 416/2A, Land Near Itc Ltd, Thekkampatti Village, Vivekanandhapuram, Seeliyur Via, Coimbatore-641113. Ph: 04254-309759 | BILT1 | Airtel | Tamil Nadu | GBT
IN-1060567 | MARADUR | 11.2344 | 76.9069 | MR.T.KRISHSAMY,NO.1/242,POUNTHOTTAM,MARADUR POST,MARADUR,KARAMADAI VIA.,COIMBATORE DIST.-641104.PH:98422 72987 | MARDR1 | Airtel | Tamil Nadu | GBT
IN-1059473 | KULATHUPALAYAM | 10.9951 | 76.8459 | V.P. Saraswathi / W/O. K.R. Muthusamy, Sf No. 800, No:11/5, Narasipuram Main Road, Opp. To Tamilnadu Govt Agro Service, Kolathupalayam, Thondamuthur Post, Coimbatore -641109, Ph: 93631 10657 (Acquired | KLTPM1 | Airtel | Tamil Nadu | GBT
IN-1059480 | VELLALUR-SAKTHI ESWAR NAGAR | 10.9685 | 77.0035 | P. Sundaramoorthy / P. Chandramohan, Sf No.543, No. 37/98A, Sakthi Eswar Nagar, Vellalur, Coimbatore - 641 111, Ph: 0422 2411019 / 98434 47605 (Acquired By Venugopal - 98940 10610) | CBE159 | Airtel | Tamil Nadu | GBT
IN-1061485 | KARUMATHAMPATTY | 11.1071 | 77.1763 | CSC COMPUTER BUILDING,KARUMATHAMPATTI | KMPTI1 | Airtel | Tamil Nadu | RT Tower
IN-1061606 | METTUPALAYAM | 11.3061 | 76.935 | 118/277 City Main Road, Mettupalayam, Coimbatore District | MTPM2 | Airtel | Tamil Nadu | RT Tower
IN-1061693 | TELE COMMERCIAL COMPLEX | 10.6631 | 77.0069 | Telc Commercial Complex, 150 Coimbatore Road, Pollachi. | PLCH2 | Airtel | Tamil Nadu | RT Tower
IN-1061694 | AVR TOWERS | 10.655 | 77.0069 | AVR TOWERS, 96 VENKATARAMA STREET, POLLACHI. | PLCH3 | Airtel | Tamil Nadu | RT Tower
IN-1060913 | KARAMADAI | 11.2342 | 76.9603 | Arunachalam Land, Sf No.270/1, Site No.2 (Kumaran Nagar), Main Road, Karamadai, Mettupalayam | KRMD1 | Airtel | Tamil Nadu | GBT
IN-1059547 | KALAMPALAYAM | 10.9714 | 76.8878 | VEERASAMY, NO.2/352, SIRUVANI MAIN ROAD, KOLAMPALAYAM, NEW KOVAI KONDATTAM, COIMBATORE - 641101,PH: 93631 09803 / 0422-2616033 (ACQ - SS CONSULTANCY) | KLPLM1 | Airtel | Tamil Nadu | GBT
IN-1059976 | KARPAGAM COLLEGE | 10.9166 | 76.9864 | MR.R.KAMARAJ, S.NO.490/1, SITE NO.52, JAGADEESH NAGAR, OPP. TO KARPAGAM COLLEGE, COIMBATORE DIST - 641 021. PH: 99424 60602 | CBE235 | Airtel | Tamil Nadu | GBT
IN-1060296 | CHAVADY | 10.8867 | 76.9141 | MRS.Y.KAVITHA,W/O.YESHWANATH,SF.NO.228/2,NO.21,ATTIMATAI VILLAGE,ETIMADAI,COIMBATORE DIST.-10.PH:9944467526/9894067528 | CHVDY1 | Airtel | Tamil Nadu | GBT
IN-1060545 | SIRAVANI ROAD | 10.9411 | 76.7398 | MRS.K.KARUPPATHAL,W/O.KARUPPUSAMI GOUNDER,KOTTATHUKADU THOTTAM,NALLUR VAIYL,KARUNYA NAGAR POST,COIMBATORE DIST.-641114.PH:94434-36157 /98429-88814 | KRNY5 | Airtel | Tamil Nadu | GBT
IN-1060862 | BALASUBRAMANI LAND | 10.9446 | 76.9799 | Balasubramani Land, E-67 Sidco Indl Estate, Pollachi Main Road, Kurichi | CBE041 | Airtel | Tamil Nadu | GBT
IN-1060925 | S. JOTHIMANI'S LAND | 10.8947 | 76.9319 | S. Jothimani'S Land, S.No. 785, Marapalam, Madukkarai, Coimbatore | MDKI1 | Airtel | Tamil Nadu | GBT
IN-1062040 | PODANUR | 10.9595 | 76.981 | Mr. Shanmugavel, Arasi Medicals, Old No 8/1, New No. 5/1, Gandhi Road, Podanur, Coimbatore - 23, Ph: 98942 10010 | CBE160 | Airtel | Tamil Nadu | RT Tower
IN-1062372 | VLB COLLEGE ROAD | 10.9392 | 76.9477 | Mr. J. Sakthy Vengatesh, No.256,257 & 257/A, No.9/105, Asr Complex, Kovaipudur Main Road, Kovaipudur, Coimbatore Dist - 641042 | CBE193 | Airtel | Tamil Nadu | RT Tower
IN-1062717 | GANDHIJI ROAD | 12.9539 | 79.149 | MR.P.K.BALASUNDAR,S/O.KALIYA PERUMAL,SF.NO:219/1NO.7,PAPPATHI AMMAL COMPLEX,VENKITACHALAPATHI NAGAR,KURICHI,COIMBATORE DIST.-641 024.PH:93459-23788 | CBE256 | Airtel | Tamil Nadu | RT Tower
IN-1062146 | NEELAMBUR | 11.0613 | 77.0859 | R.Vasantha Kumar, Sf No. 810/4H, Ramakrishana Crusher Industries, 1/453-B Neelambur, Avinashi Road, Coimbatore - 641014, Ph: 98430 38781, 0422 - 2397276, 2472780 (Acquired B Y Capital - 98422 01880) | NLMBR1 | Airtel | Tamil Nadu | RT Tower
IN-1062901 | RATHINAM ENGG COLLEGE | 10.9339 | 76.9806 | N.JOTHIMANI, OPP K.P.M.SCHOOL, RATHANAM ENGG COLLEGE, POLLACHI MAIN ROAD, ECHANARI POST, COIMBATORE. PH.99946480350. | CBE319 | Airtel | Tamil Nadu | RT Tower
IN-1062902 | P.K PUDUR | 10.9398 | 76.9519 | MR.K.V.RAMASAMY/MRS.R.SHANTHI,SF.NO.251/1B,NO.8/570,BARANI COMPLEX,PALAKKAD MAIN ROAD,P.N.PUDUR,KUNIYAMUTHUR,COIMBATORE DIST.-641 008.PH:94433 65648/0422-2313004 | CBE263 | Airtel | Tamil Nadu | RT Tower
IN-1062916 | SUGUNAPURAM | 10.9322 | 76.9494 | MRS.P.MYLATHAL, W/O.EA. PALANISAMY, S.NO.18/2A, NO.589, PALAGHAT MAIN ROAD, SUGUNAPURAM, COIMBATORE DIST - 641 008. PH:0422-2622728 | CBE313 | Airtel | Tamil Nadu | RT Tower
IN-1074627 | KUTIKAVUNDANPATY | 10.8338 | 76.9088 | OPEN LAND OF MR.SIVAKUMAR,KUTIKAVUNDAMPATY,TIRUMARAYAMPALAYAM,CBE,PH NO-0422-2636210OPEN LAND OF MR.SIVAKUMAR,KUTIKAVUNDAMPATY,TIRUMARAYAMPALAYAM,CBE,PH NO-0422-2636210 | KUTPT1 | Airtel | Tamil Nadu | GBT
IN-1061121 | CHENNASAMY LAND | 10.9381 | 76.7436 | T.K.Chennasamy Land, Karunya Nagar, Siruvani Main Road, Karunya. | KRNY2 | Airtel | Tamil Nadu | GBT
IN-1062426 | KARAMADAI | 11.2405 | 76.9602 | MRS.K.SAROJA, MS.K.NITHYA & MS.K.NADHIYA, S.F.NO.48/1A, NO.30/94 & NO.93, ISWARYAM MALIGAI BUILDING, METTUPALAYAM MAIN ROAD, KARAMADAI, METTUPALAYAM-TK, COIMBATORE DIST - 641 104. PH:98435 84258 | KRMD3 | Airtel | Tamil Nadu | RT Tower
IN-1030581 | L & T BYE PASS ROAD, MADUKARRAI | 10.8969 | 76.9314 | A.Aruchamy, S.F.No.784, No.15/17E, New No.118, Palakad Main Road, Marapalam, Madukkarai, Coimbatore - 641 105. | 6299 | Vodafone | Tamil Nadu | GBT
IN-1062533 | KATTOR RAILWAYS GATE | 11.3009 | 76.9327 | MRS.A.W.AMEENA BEEVI, W/O.AMANULLAH, S.F.NO.870/B2C, NO.111, KATTUR, OPP. TO RAILWAY GATE, PARI COMPANY ROAD, METTUPALAYAM, COIMBATORE DIST - 641 305. PH: 94420 08786 | MTPM7 | Airtel | Tamil Nadu | RT Tower
IN-1031745 | SARADHA MILLS, COIMBATORE | 10.9596 | 76.9805 | M.Thavamani, D/o, Mr, Mariappan, No 233, Saradha Mill Road, Podanur, Near Airtel, Couimbatore. Ph 98422 67227 | 6552 | Vodafone | Tamil Nadu | RT Tower
IN-1059494 | MADHAMPALAYAM | 10.9539 | 76.9664 | T.Balasubramaniam,1/38,Round Road,Machampalayam 0422-2674618 Pp | CBE161 | Airtel | Tamil Nadu | GBT
IN-1062608 | AVINASHIMAIN ROAD | 11.0506 | 77.0592 | MRS.A.SARASWATHI,S.F.NO.675,675/10,NO.1,AVINASHI ROAD,OPP.TOINDIANOILPETROLBUNK,R.G.PUDURPIRIVU,CHINNIAMPALAYM POST,COIMBATORE DIST-641062,PH:9894521555 | TOTPM3 | Airtel | Tamil Nadu | RT Tower
IN-1059507 | NARASIPURAM | 10.9902 | 76.7754 | From Selambanoor, Left Narasapuram Palani Andever Coil,, Cashier Thottam, Front Side Of College, Near Darmalingam Thottam (Option-A) Address : N.R.China SamyS/O Ramasamy Gounder, 3/182 Devaraya Puram | NRSPM1 | Airtel | Tamil Nadu | GBT
IN-1060124 | M.G.R NAGAR | 10.9479 | 76.9698 | MR.V.DENSAN,SF.NO.70,NO.2,VIJAYA LAKSHMI STORES,M.G.R.NAGAR,1ST STREET,SUNDARAPURAM,SIDCO POST,COIMBATORE DIST.-641 021.PH:0422-3207820 | CBE254 | Airtel | Tamil Nadu | GBT
IN-1060137 | DHYANA LINGAM TEMPLE | 10.9753 | 76.7369 | ISHA FOUNDATION,ISHA YOGA CENTRE,SF.NO.101/3,PART-99,VELLINGIRI FOOT HILLS,MADAKADU,SEMAEDU POST,COIMBATORE DIST.-641014.PH:9443316138,(CONTACT PERSON:SWAMY PASUPATHY) | DYLNG1 | Airtel | Tamil Nadu | GBT
IN-1060238 | SUNDAKKAMUTTUR | 10.9566 | 76.9244 | MR.S.ARUMUGAM,SF.NO.381,LAND BACK SIDE V.S.P.COMPLEX,NO.10,PERUR MAIN ROAD,SUNDAKKAMUTHUR BUS STAND,COIMBATORE DIST.-641 010.PH:99431-56944/0422-2604266/2607526 | SUNDA1 | Airtel | Tamil Nadu | GBT
IN-1060297 | DEVARAYAPURAM | 10.9957 | 76.8131 | MR.T.BALASUBRAMANIYAN,TS.NO.84/1976,2/70,71,KANIMAR KOVIL STREET,DEVARAYAPURAM,COIMBATORE DIST.-641109.PH:0422-2617921 | DYPRM1 | Airtel | Tamil Nadu | GBT
IN-1060392 | IDAYAMPALAYAM | 10.9761 | 77.03 | MR.SATHYAMOORTHY,S/O,MR.PALANISAMY,NO.7/17,PUPUPAPUKAN STREET,EDAYARPALAYAM,VELLORE ,COIMBATORE DIST.-641111.PH:9994600011 | VLLUR2 | Airtel | Tamil Nadu | GBT
IN-1060393 | SNMV COLLEGE | 10.9198 | 77.007 | MR.R.A.KANTHAVELU,SF.NO.145/1,NEAR SNMV COLLEGE,SHRI GAMBHIRAMAL,BAF GAR,MALUMACHAMPATTY,COIMBATORE DIST.-641 021.PH:94431-21374 | CBE303 | Airtel | Tamil Nadu | GBT
IN-1060660 | AMRITHA ENGG COLLEGE | 10.9046 | 76.8977 | OPEN LAND OF MR.PONNUSAMY, BACK SIDE OF AMRITHA ENGG.COLLEGE, RAILWAY STATION ROAD, EATTIMADAI, COIMBATORE. PH:99651 49349 | ETMDI2 | Airtel | Tamil Nadu | GBT
IN-1066901 | PERIYAKUYILAI | 10.9022 | 77.0762 | JANAKI,W/O.ARUSWAMY,NO:1/24,VAITHOTTAM,PERIYAKUYILAI(V),PACHAPALAYAM(P),CHITTIPALAYAM(Via),PALLADAM(Tk),COIMABATORE(Dt),PIN:641201,PH:0422-2904457(PP). | PERAY1 | Airtel | Tamil Nadu | GBT
IN-1067004 | POOSARIPATTI | 10.6722 | 77.1175 | OPEN LAND OF SIVASUBRAMANYAM,POOSARIPATTI,POLLACHI,CBE.04529266226 | POSPT1 | Airtel | Tamil Nadu | GBT
IN-1072400 | BELLAPALAYAM | 11.2924 | 77.0227 | OPEN LAND OF MR.MATHAMAL,NO-3/69,BELAPALAYAM VILLEGE P.O.,METUPALAYAM T.K.,CBE,PH NO-9943317085 | BLLPM1 | Airtel | Tamil Nadu | GBT
IN-1074411 | KANCHIPALLI | 11.2302 | 77.1443 | KUMARASAN,S/O.RAMASAMI,NO:1-360,KOSAVLUR THOTTAM,KANCHIPALLI(V)(P),AVANASHI(Tk),COIMBATORE(Dt),PH:9842248409. | KNCPL1 | Airtel | Tamil Nadu | GBT
IN-1074613 | KUPPANUR | 11.2882 | 77.0622 | MUTHUSAMI,S/O.KANDASWAMY GOUNDER,NO:850,KUPPANUR(V)(P),ANNUR(VIA),AVANASHI(TK),COIMBATORE(DT),PH:9942472296. | KUPNR1 | Airtel | Tamil Nadu | GBT
IN-1060879 | ETTIMADAI | 10.8983 | 76.9017 | Open Plot Administrative Building,Near Workshop,Amritha Engg. College,Ettimadai, Coimbtore Dist | ETMDI1 | Airtel | Tamil Nadu | GBT
IN-1060914 | CHENNASAMY LAND | 10.9381 | 76.7436 | T.K.Chennasamy Land, Karunya Nagar, Siruvani Main Road, Karunya. | KRNY1 | Airtel | Tamil Nadu | GBT
IN-1059174 | NEGAMAM | 10.7418 | 77.1011 | Mr Kandha Swamy, Open Land , Opp. Negamam Sub Post Office. Negmam.Ph No 244841 | NGMM1 | Airtel | Tamil Nadu | GBT
IN-1059611 | KANIYUR | 10.6017 | 77.3767 | Mr.P.Balasubramaniam, S.F.No.199/1 A2 A, Site No.1&2, Near Aircell Tower, Kaniyur, Udumalpettai, Coimbatore Dist.- 642 154. (Ph: 93602 50946)(The Land Belongs Mr.P. Balasubramaniam) | KNYUR1 | Airtel | Tamil Nadu | GBT
IN-1060396 | R.V.NAGAR | 11.1507 | 76.9373 | MR.R.DAMODHARASWAMY,S/O.T,RANGANADHA NAIDU,PERUMAL KOIL THOTTAM,PALAYA PUDHUR,R.V.NAGAR,SRKV POST,P.N.PALAYAM,COIMBATORE DIST.-641020.PH:0422-2692911 | PNPM11 | Airtel | Tamil Nadu | GBT
IN-1061265 | GOKULAM COMPLEX | 10.9542 | 76.7892 | Gokulam Complex(Nr Canara Bank), Siruvani Main Road, Alandurai | ALRI1 | Airtel | Tamil Nadu | RT Tower
IN-1061330 | NRP HOSPITAL | 10.9584 | 76.9711 | Nrp Hospital, 2/3E Lic Agents Colony, Sundarapuram, Coimbatore - 641024 | CBE040 | Airtel | Tamil Nadu | RT Tower
IN-1062944 | SIVANPURAM | 11.2836 | 76.9447 | MR.M.MOHANRAJ,S.F.NO.706,NO.70/5.ANITHA COMPLEX,OPPTOVELANKANNICHURCH,SIVANPURAM COLONY,COVAIMAIN ROAD,METTUPALYAM-TK,COIMBATORE DIST-641301.PH:9865271716/04254-221710 | MTPM8 | Airtel | Tamil Nadu | RT Tower
IN-1062119 | PODANUR | 10.9556 | 76.9915 | Mr.Srinivasan,Saraswathi Dept.Stores,Chettip.Road,Podunur 9842265432.(Near Option From | CBE158 | Airtel | Tamil Nadu | RT Tower
IN-1062140 | GOVAINUR PALAMALAI ROAD | 11.1534 | 76.9431 | KUPPUSAMY, KARTHICK COMPLEX, SF NO. 425/2, 62/787, GOVAINUR PALAMALAI ROAD, SRKV POST, PERIYAICKENPALAYAM, COIMBATORE - 641020 (ACQ BY CAPITAL) | PNPM5 | Airtel | Tamil Nadu | RT Tower
IN-1062179 | KURUCHI SIDCO | 10.9439 | 76.9755 | Mr.T.Rangasamy, Sunshine Engineers, Ts32, Sidco Indutrial Estate, Kurichi, Coimbatore-021, Ph-9803096030, 0422-2762272 | CBE139 | Airtel | Tamil Nadu | RT Tower
IN-1062137 | JYOTHI PURAM | 11.1637 | 76.9487 | RAVI & KUMAR, OLD NO: 12/504, NEW NO: 314, JAWAGAR MILL , JOTHIPURAM, METTUPALAYAM ROAD, CBE - 47 / 94438 17007 ) | JOTH1 | Airtel | Tamil Nadu | RT Tower
IN-1062664 | OPP GOVT HOSPITAL | 11.1529 | 76.9477 | V. DEVARAJULU, S.F.NO. 449, NO.21, UNION TANK ROAD, OPP TO GOVT, HOSPITAL, P.N. PALAYAM, COIMBATORE DIST-641020, PH:0422-2692437 | PNPM7 | Airtel | Tamil Nadu | RT Tower
IN-1062200 | PERUR CHETTIPALAYAM | 10.9676 | 76.914 | S. Meenakshi, W/O. Satha Sivam , 3/565 Gvl Nagar, Near To Arasa Magal Mariamman Kovil, Perur Chettipalayam, Coimbatore-10, Ph: 98655 95242 (Acq By Capital) | PCTPM1 | Airtel | Tamil Nadu | RT Tower
IN-1062382 | KARUNYA NAGAR | 10.9392 | 76.748 | Excellent Garments, Mr. R. Murugeshan, D.No.4/616, Opp To Karunya Guest House, Karunya Nagar, Coimbatore G | KRNY4 | Airtel | Tamil Nadu | RT Tower
IN-1062509 | MADUKKARAI MARKET | 10.9011 | 76.9581 | Hutch Sharing Site,dr.natraj Hospital,madukkarai Market,coimbatore Dist. | MDKI3 | Airtel | Tamil Nadu | GBT
IN-1106697 | VLB ENGG COLLAGE | 10.9295 | 76.9273 | K.E. HABIBUNISHA, 34, LAND NEAR VLB ENGG COLLAGE, ARIVOLI NAGAR, KOVAIPUDUR POST, COIMBATORE- 641042.. PH- 0422-2604304, 99430-73040 | CBE305 | Airtel | Tamil Nadu | GBT
IN-1059266 | EACHANARI | 10.923 | 76.9828 | Vinayaka Agencies, Land Behind Shop, Main Road, Eachanari, Coimbatore | CBE098 | Airtel | Tamil Nadu | GBT
IN-1059377 | GANDHINAGAR | 10.9099 | 76.9481 | Mrs Kalaivani. Resurvey No: 949/2,16/152.Iyyappan Koil Street, Land Near Relaiance Tower, Opp To Acc Cement Factory, Gandhi Nagar, Madukkarai, Cbe Dist. Ph: 0422-2622784 | MDKI2 | Airtel | Tamil Nadu | GBT
IN-1062705 | VEERAPANDI ROAD | 10.9956 | 77.2855 | MR.A.GANESAN,SF.NO.567/1C&2B,NO.8/8,LAKSHMI GAR,VEERAPANDI ROAD,JOTHIPURAM POST,P.N.PALAYAM,COIMBATORE DIST.-641 407.PH:0422-2696884 | PNPM8 | Airtel | Tamil Nadu | RT Tower
IN-1059472 | K.K.CHAVADY | 10.8774 | 76.899 | Mohammed Sultan, Sf No. 600/20, No. 22, Chinnappa Nagar, Vadakku Thottam Vali, Palakkadu Main Road, Kk Chavady Post, Coimbatore - 641105, Ph: 0422-2656434 (Acquired By B.Shiva) | KKCVD1 | Airtel | Tamil Nadu | GBT
IN-1059476 | KOVAIPUDUR | 10.9397 | 76.9425 | New Option(Gbt) 1A;Open Land Mr.Panner Selvam 3,Thodrayan Koil St, Kovai Pudur, Coimbatore.(98944 27423-Oppsite From Aopito) New Option 2; ( Gbt)Mr.M.Palanisamy No;4 ,Thodarayan Koil St, (West), Gol | CBE163 | Airtel | Tamil Nadu | GBT
IN-1060069 | KURUMPAPALAYAM | 10.9134 | 76.9594 | MR.N.RAVENDRAN,S/O.MR.NAGAPPAGOUNDER,S.NO.114,NO.8/160,RAKKIYANNANKOILBACKSIDE,KURUMBAPALAYAM,MADUKKARAI POST,COIMBATORE DIST-05.PH:9486313141 | MDKI4 | Airtel | Tamil Nadu | GBT
IN-1061332 | BALAJI KIRUBHA KALYANA MANDABAM | 10.9653 | 76.9869 | Balaji Kirubha Kalyana Mandabam, Mr Ok Siva Subramanian, 5/15 Chatram Street,Podanu (Ph No 2410755) | CBE047 | Airtel | Tamil Nadu | RT Tower
IN-1061366 | KUNIAMUTHUR-IJ KALAYANAMANDAPAM | 10.9549 | 76.954 | M. Mohammed Ibrahim, I J Kalyana Mandapam, 443 Palakad Main Road, Kuniyamuthur, Cbe8. Contact - 0422 2250746, 25553021 | CBE086 | Airtel | Tamil Nadu | RT Tower
IN-1059958 | ANNA NAGAR | 11.1572 | 76.9357 | Mr.B.Anand Babu, S/o.Balasundaram, 225A, Palamalai Road, Samichettipalayam, Coimbatore-20 | PNPM6 | Airtel | Tamil Nadu | GBT
IN-1061714 | POOLUVAPPATTI | 10.9624 | 76.8175 | Mrs.Kalpana Devi, W/O Mr.R.B.Swami, No-48 G, Chinnathambi Gounder Street, Behind Petrol Pump, Sirvani Main Road, Poolvapatti, Cbe-641101 | POVPT1 | Airtel | Tamil Nadu | RT Tower
IN-1062041 | KUNIAMUTHUR-P.K.PUDUR | 10.9433 | 76.9521 | D.Padmavathi, Sree Thanga Medicals,C.R.S.Complex,8/853,Palakkadu Main Road,B.K.Pudur,Kuniamuttur,Coimbatore-8 | CBE162 | Airtel | Tamil Nadu | RT Tower
IN-1062273 | MADAMPATTY | 10.9733 | 76.8608 | Building Of Kumar Music & Tv Shop,Madampatty Main Road.Madampatty.Dist-Coimbatore.Ph#9443059736.(G) | MAPTY1 | Airtel | Tamil Nadu | RT Tower
IN-1062851 | MADUKKARAI | 10.9178 | 76.9484 | MR.H.SAHUL HAMMED/H.SAMSUDEEN/H.ABDUL SALAM,SF.954/1A& 1C,NO.421/1,PALAKKAD MAIN ROAD,GANDHI NAGAR MADUKKARAI,COIMBATORE DIST.-641105.PH:0422-2622929 | MDKI5 | Airtel | Tamil Nadu | RT Tower
IN-1031720 | POTHANUR MAIN ROAD | 10.971 | 76.9693 | HAJEE T.K.M.TRUST, Fathimagani Thirumana Mandapam, No.384-5, Podanur Main Road, Coimbatore - 641 042. | 6297 | Vodafone | Tamil Nadu | RT Tower
IN-1061319 | BALAMBIGA COMPLEX | 10.9436 | 76.9336 | Balambiga Complex, U Block 128, Kovaipudur, Coimbatore | CBE027 | Airtel | Tamil Nadu | RT Tower
IN-1060972 | PERIYANAIKANPALAYAM | 11.1575 | 76.9439 | S.F. No.417, Easwaran Koil St., Periyanayagapalayam, Ooty Road, Coimbatore | PNPM1 | Airtel | Tamil Nadu | GBT
IN-1061707 | PERIYANAIKANPALAYAM | 11.1483 | 76.9456 | D.SENTHIL KUMAR , 707-L, LMW ROAD, SRKV POST, COIMBATORE | PNPM2 | Airtel | Tamil Nadu | RT Tower
IN-1060074 | PRESSCOLONY | 11.1806 | 76.9573 | MRS.G.MAHESWARI,W/0,MR.M.RAVICHANDRAN,SF.NO.518/1,NO.10,J.P. NAGAR,PRESS COLONY,COIMBATORE DIST.-641109.PH:98422-96498/0422-2694394 | PRESS1 | Airtel | Tamil Nadu | GBT
IN-1061318 | JANAKI COMPLEX | 11.0222 | 76.9659 | Janaki Complex, 233C 7Th Street Extn, Gandhipuram, Coimbatore - 641012 | CBE026 | Airtel | Tamil Nadu | RT Tower
IN-1061331 | AVARAMPALAYAM | 11.03 | 76.9859 | Ramakrishna Bakery Bldg, 20, Mariamman Koil Street, Avarampalayam, Coimbatore-16 | CBE044 | Airtel | Tamil Nadu | RT Tower
IN-1061357 | SATHY ROAD | 11.0198 | 76.9708 | Dr.Ra Basha, Gp Complex, 635, Sathy Road, Coimbatore-641012 / 0422-2529764 / 9363108088 | CBE075 | Airtel | Tamil Nadu | RT Tower
IN-1062452 | AVARAMPALAYAM | 11.0256 | 76.9653 | MR.P.R.SEKAR, MRS.S.SARASWATHY, MR.P.S.SENTHIL, OLD T.S.NO.2/640, NEW T.S.NO.2/823, OLD NO.141, NEW NO.8, AYYA GOUNDER STREET, COIMBATORE DIST - 641 001. PH:93601 34555 | CBE205 | Airtel | Tamil Nadu | RT Tower
IN-1062572 | NEW SIDHAPUDUR | 11.0229 | 76.9759 | SRIRAMAKRISHNAHOSPITAL,GENERALBLOCK BUILDING,395,SAROJININAIDU ROAD,SIDHPUDUR,CBE, DIST-641044,PH:0422-4500000 | CBE231 | Airtel | Tamil Nadu | RT Tower
IN-1062756 | LAXMANAPURAM | 11.0193 | 76.9847 | MR.MURUGANANTHAM,239,NEW CHITRAMBALAM LAYOUT,POONI NAGAR,P.N.PALAYAM,COIMBATORE-37,CELL : 94433-19564, G | CBE257 | Airtel | Tamil Nadu | RT Tower
IN-1127265 | SATHY ROAD | 11.0431 | 76.9819 | MR.KARUGIRI, NO.1394/2, SHAKTI GAR, | CBE304 | Airtel | Tamil Nadu | RT Tower
IN-1061304 | UNION BANK OF INDIA | 11.0189 | 76.9611 | Union Bank Of India, 224 100 Ft Road, Coimbatore | CBE006 | Airtel | Tamil Nadu | RT Tower
IN-1061312 | PRIYA COMPLEX | 11.0006 | 76.9589 | Priya Complex, 1228-1231Sukrawarpet, Mill Road, Coimbatore | CBE015 | Airtel | Tamil Nadu | RT Tower
IN-1061314 | ANNAPOORNA LAYOUT | 11.0194 | 76.9756 | 21-A Annapoorna Layout, New Sidhapudhur, Coimbatore - 44 | CBE018 | Airtel | Tamil Nadu | RT Tower
IN-1061358 | CROSS CUT ROAD | 11.0164 | 76.9641 | Mrs.S.Jothimani, J.Nalini, 285,286, Bera Naidu Layout, Ramnagar, Coimbatore - 641009 / 9894095195 | CBE076 | Airtel | Tamil Nadu | RT Tower
IN-1061362 | LMW COLONY | 11.0168 | 76.9818 | Sivan Traders Bldg, 95 Bharathiar Road, Pn Palayam, Coimbatore. | CBE080 | Airtel | Tamil Nadu | RT Tower
IN-1062047 | LAKSHMIPURAM | 11.0259 | 76.9731 | M.Thamayanthi, Sf No, 237/1A, Site 66, Laksmipuram , Opp To Chnadra Auto Parts , Coimbatore-641 006 Ph No.0422 2522747 | CBE123 | Airtel | Tamil Nadu | RT Tower
IN-1062052 | MEC NAGAR | 11.0449 | 76.9603 | J.Williams, Sf No.494, And 495, No, 103 A,Mec Nagar, Nallampalayam, Coimbatore Dt-641 -006 Ph No.98432 11690 | CBE120 | Airtel | Tamil Nadu | RT Tower
IN-1061301 | VENKATASAMY BUILDING | 11.0167 | 76.9669 | Venkatasamy Building, 79,Crosscut Road,Coimbatore | CBE003 | Airtel | Tamil Nadu | RT Tower
IN-1062102 | MARIAPPA KONAR STREET | 11.0059 | 76.9642 | K.Mohan Kumar, No: 80A, Iswarya Building, Mariappa Konar Street, Kattor, Coimbatore-641009. Ph: 93631-46787, 0422-2232470 | CBE146 | Airtel | Tamil Nadu | RT Tower
IN-1061337 | GANAPATHY | 11.0344 | 76.9661 | 215, Kannan Nagar, Sanganoor Road, Ganapathy , Coimbatore -6. | CBE052 | Airtel | Tamil Nadu | RT Tower
IN-1062105 | 100 FEET ROAD | 11.0197 | 76.9664 | Ammasai Gounder,162 -3/390,6 Th Street,Gandhipuram,Coimbatore.(Back Side Lord Krishana Bank Next To Sabari Seat Covers Building Height G+1) | CBE154 | Airtel | Tamil Nadu | RT Tower
IN-1061348 | INDIRA NAGAR | 11.0275 | 76.9653 | Rasappa Gounder Complex, 315/9, Sanakanur Main Road, Near Saraswathi Theatre, Rathnapuri, Coimbatore | CBE064 | Airtel | Tamil Nadu | RT Tower
IN-1061361 | P&T COLONY | 11.0349 | 76.9825 | No 23 Amman Blds, P&T Colony, , Near Teachers Colony,Ganapathy, Third Street.Coimbatore | CBE079 | Airtel | Tamil Nadu | RT Tower
IN-1062244 | GANDHIPURAM II STREET | 11.0183 | 76.9687 | Chettiyar & Co. No.285/277, Ii Street, Opp To Sampoorna Hotel, Gandhipuram-012 (G+3) | CBE178 | Airtel | Tamil Nadu | RT Tower
IN-1062283 | RATNAPURI | 11.0261 | 76.9698 | MEEKSHI SUNDARAM,DOOR-7B,WELDING SHOP OPP. TO ATHI PARASAKTHI KOVIL, PH#9363107111.(G) | CBE184 | Airtel | Tamil Nadu | RT Tower
IN-1062346 | TOWN BUS STAND | 11.0164 | 76.9706 | M/S.Aarvee Hotels,No.311-A,Bharathiyar Road,New Siddhapudur,Coimbatore Dist.-641 044.(Contact Person:Mr.Suresh Kumar-Manager Operations.Ph:98427-04583 / Mr.S.Ravichandran-Maintance Incharge.Ph:94433-0 | CBE095 | Airtel | Tamil Nadu | RT Tower
IN-1062433 | DOCTORS COLONY | 11.0234 | 76.9704 | MR.V.A.MURUGANANDAN & MRS.M.JAYALAKSHMI, S.F.NO.227, T.S.NO.11/1273/1B & S.F.NO.226, T.S.NO.11/1274/1B, NO.17, DR.RADHA KRISHNAN ROAD, DOCTORS COLONY, COIMBATORE DIST - 641 012. PH:93631 06881 | CBE190 | Airtel | Tamil Nadu | RT Tower
IN-1062526 | MANNAGOUDAR STREET | 10.9973 | 76.9624 | MR.P.R.SEKAR, MRS.S.SARASWATHY, MR.P.S.SENTHIL, OLD T.S.NO.2/640, NEW T.S.NO.2/823, OLD NO.141, NEW NO.8, AYYANA GOUNDER STREET, COIMBATORE DIST - 641 001. PH:93601 34555 | CBE206 | Airtel | Tamil Nadu | RT Tower
IN-1062716 | SIDHAPUDUR | 11.0186 | 76.9725 | MRS.VASANTHA DHANASEKAR/MR.ROBERT DHANASEKAHAR/MRS.ROOBEN DHANASEKAR,SF.NO.204-A,NO.605,VKK MENON ROAD,SIDDHAPUDUR,COIMBATORE DIST.-641 044.PH:0422-2252444 | CBE249 | Airtel | Tamil Nadu | RT Tower
IN-1062872 | 100 FT ROAD | 11.0208 | 76.9688 | MR.KUTTAPAN, NO.564, 2ND STREET, 100FT ROAD, GANDHIPURAM, COIMBATORE DIST- 641 012. PH:0422-2212894/94864 20297 | CBE248 | Airtel | Tamil Nadu | RT Tower
IN-1123387 | CHINNASWAMY ROAD | 11.0212 | 76.9731 | A.Rajandran, No.273.Chennaichamy, Sidhadupur | CBE312 | Airtel | Tamil Nadu | RT Tower
IN-1059478 | V.G.RAO NAGAR(E.B.COLONY) | 11.0388 | 76.9863 | OPEN LAND OF MR.K.P PALANISAMY, NO24-A, KPG GAR, IV CROSS, GAPTHY, COIMBATORE. PH-0422-2531019, 9894851641 | CBE117 | Airtel | Tamil Nadu | GBT
IN-1060861 | MOHANASUNDARAM LAND | 11.0794 | 77.0006 | Mohanasundaram Land, Opp To Kgisl, Saravanampatty | CBE029 | Airtel | Tamil Nadu | GBT
IN-1060904 | KOVILPALAYAM | 11.1442 | 77.0344 | MR. JEGADEESHAN LAND, BEHIND RENUGADEVI MALIGAI, SATHY ROAD, KOVILPALAYAM | KLPM1 | Airtel | Tamil Nadu | GBT
IN-1061359 | METTUPALAYAM ROAD | 11.0291 | 76.9508 | Rsb Towers, Mettupalayam Road, Coimbatore | CBE077 | Airtel | Tamil Nadu | RT Tower
IN-1074337 | KALIPALAYAM | 11.1156 | 77.0624 | OPEN LAND OF MR.P.DHANUSKODI,NO-2/38,WEST STREET,KALIPALAYAM VILLEGE & P.O.,CBE,PH NO-9786715569 | KLIPM1 | Airtel | Tamil Nadu | GBT
IN-1059688 | KARATTUMEDU | 11.0913 | 77.0119 | Mr.S.P.Babykala,S.F.No.9,9/3,& 10/1,10/1C,Karatumedu,Vilankurichi Village,Coimbatore Dist.-641 035.Ph:04295-240728. | KRTMD1 | Airtel | Tamil Nadu | GBT
IN-1059714 | SARCARSAMAKULAM | 11.1019 | 77.0221 | Mrs.S.Krishnaveni,S.F.No.551/2&552,No.21&Shop Site No.1,Vaiyapuri Nagar,Sathy Road,Kurumbapalayam,S.S.Kulam,Coimbatore-641 107.Ph:0422-2654455 | SRKLM1 | Airtel | Tamil Nadu | GBT
IN-1059984 | KUMARAGURU ENGG COLLEGE | 11.077 | 76.9907 | RAMANANDHA ADIGALAR FOUNDATION EASTERN SIDE OF THE DR. MAHALIMGAM VIGNAN BHAVAN , KUMARAGURU COLLAGE OF TECHNOLOGY CAMPUS, CHINNAVEDAMPATTY, COIMBATORE DIST 641006 PH:98945 21555 | CBE236 | Airtel | Tamil Nadu | GBT
IN-1062053 | SANGANUR MAIN ROAD | 11.0352 | 76.9725 | S.Sasikala, Sf No,299, Sub Divn No 299/1, No,354 E, Sanganoor Main Road, Ganapathy, Coimbatore-641 006, 2330324 | CBE122 | Airtel | Tamil Nadu | RT Tower
IN-1062028 | NEAR KUMARAGURU COLLEGE | 11.0811 | 76.9838 | Sf No.583/1, Opp To Vee Bee Complex , Athipalayam Road, Near Kumaraguru College, Chinnavedam Patty, Coimbatore-641 006,98422 03003 | CBE118 | Airtel | Tamil Nadu | RT Tower
IN-1059388 | KURUMBAMPALAYAM | 11.1111 | 77.0281 | M.Cellappan, 8/93-C, Sathy Rod, Kurumbapalayam, Ss Kulam Via, Coimbatore - 641 108 | KMBLM1 | Airtel | Tamil Nadu | GBT
IN-1062120 | VINAYAKAPURAM (NEAR CHERANMANAGAR) | 11.0573 | 77.0039 | Mr.Rajendran, Janani Medicals, No.2, Vilanakurichi Road, Vinayakapuram, Saravanpettai Post, Coimbatore. Ph-9443752652 | CBE169 | Airtel | Tamil Nadu | RT Tower
IN-1062177 | POLICE QUARTERS | 11.0429 | 76.998 | V.Thirumoorthi, Plot No; 148(L217), Police Quarters, Ganapathy, Coimbatore Dist-641006. | CBE116 | Airtel | Tamil Nadu | RT Tower
IN-1062462 | SARVANAMPATTI | 11.0751 | 77.0024 | MR.P.ANNAMALAI GOUNDER S.F.NO.142 , NO.11/2, VINAYAK PILLAIYAR KOIL STREET SARAVANAMPATTY, CIOMBATORE DIST-641 035 | CBE208 | Airtel | Tamil Nadu | RT Tower
IN-1062371 | TATA BAD | 11.0196 | 76.9642 | Mr. S. Sundaram, S.F. No. 180, T.S.No.11/571, D.No.24, 8Th Street, Tata Bad, Coimbatore Dist - 641012 | CBE189 | Airtel | Tamil Nadu | RT Tower
IN-1062406 | SHIVANANDA COLONY | 11.0266 | 76.9556 | MR.A.PALANISAMY, S.F.NO.257, T.S.NO.11/49/1, NO.138A, BYE PASS ROAD, SIVANANDA COLONY, COIMBATORE DIST - 641 012. | CBE225 | Airtel | Tamil Nadu | RT Tower
IN-1062407 | RATNAPURI | 10.9166 | 76.9864 | MR.A.MANOHARAN, S.F.NO.557/2, NO.12/8B, NBC GAR, GANESH GAR EXTN., G.N.MILLS POST, COIMBATORE DIST - 641 029. PH:92444 02339 | CBE226 | Airtel | Tamil Nadu | RT Tower
IN-1062445 | TATA BAT POWER HOUSE | 11.0189 | 76.9563 | MR.M.MANIKANDAN, S.F.NO.224, 225/1, T.S.NO.11/123, NEW WARD NO.33, NO.291, DR.RAJENDRA PRASAD ROAD, TATABAD, COIMBATORE DIST - 641 012. PH:0422-2496811 / 94431 01673. | CBE215 | Airtel | Tamil Nadu | RT Tower
IN-1062468 | SWARNAMBIKA LAYOUT | 11.0166 | 76.9593 | MR.P.SHANMUGAM T.S NO.8/11, AISHWARYA MAHAL, NO . 496A, CROSS CUT ROAD , GANDHIPURAM ,NEAR GANGA HOSPITAL SWARNAMBIKA LAY OUT , RAM NAGAR , COIMBATORE DIST 641 009 | CBE199 | Airtel | Tamil Nadu | RT Tower
IN-1062643 | DR.RADHAKRISHNA ROAD | 11.0224 | 76.962 | MR.T.J.ANDO PRAKASH,SF.NO.188,T.S.NO.11/382/1,TS.NO.11/443,NO.488,DR.RADHAKRISHAN ROAD,TATABAD,COIMBATORE DIST.-641 012.PH:93631 41208/0422-2232210 | CBE251 | Airtel | Tamil Nadu | RT Tower
IN-1062721 | THILAGAR STREET | 11.0211 | 76.9997 | MR.S.RAMESH BABU,MRS.J.MEE,SF.NO.280,277/2,278/2 &279/2,NO.338-341,MARIAMMAN KOIL STREET,PEELAMEDUPUDUR,COIMBATORE DIST.-641 004.PH:98652 88832/0422-2312131 | CBE243 | Airtel | Tamil Nadu | RT Tower
IN-1062765 | VEDAMAPTTI | 11.0607 | 76.9888 | MR.K.K.NARAYANASWAMY, NO.3/2, SHAKTHI NAGAR, CHINNA VEDAMPATTI, COIMBATORE DIST - 641 006. PH:93644 08674 | CBE290 | Airtel | Tamil Nadu | RT Tower
IN-1062783 | PERIYA GOUNDAR NAGAR | 11.0639 | 77.0028 | MRS.A.RAJAMANI,NO.40,VIKAYAPURAM MAIN ROAD,PERIYAGOUNDAR GAR,SARAVAMPATTY,COIMBATORE DIST.-641035.PH:98422-23263/0422-3771937(REMARKS:MRS.RAJAMANI IS SON IS VENUGOPAL) | CBE292 | Airtel | Tamil Nadu | RT Tower
IN-1062853 | MUGAMBIGAI NAGAR | 11.0389 | 76.974 | MRS.P.RAMAYAMMAL, S/O.V.PALANISAMY, S.F.NO.340, NO.48/C1, MAMARA THOTTAM, OPP. TO POONTHOTTAM 2ND STREET, GANAPATHY, COIMBATORE DIST - 641 006. PH:98422 30446 | CBE247 | Airtel | Tamil Nadu | RT Tower
IN-1124989 | GANDHIPURAM | 11.0153 | 76.9669 | M/S.Ambika Complex,Mr.A.Ramadoss,S/O.Alagirisamy,Ts.No.9/288-3A | CBE124 | Airtel | Tamil Nadu | RT Tower
IN-1061342 | POOSARIPALAYAM | 11.0478 | 76.9722 | Mahalakshmi Bakery Building, No 166/155 Bharathiyar Road, Poosaripalayam, Coimbatore | CBE058 | Airtel | Tamil Nadu | RT Tower
IN-1061367 | SIVANANDAPURAM | 11.0596 | 76.9972 | Marumara Samayal Store Building, Sivanandhapuram, Sathy Road, Coimbatore | CBE087 | Airtel | Tamil Nadu | RT Tower
IN-1062019 | BACK SIDE SOORYA HOSPITAL | 11.0438 | 76.9768 | RM .LAKSHMAN, SF NO.370/1, NO,55,UMAYAL MEDICALS, KRISH GAR, MKP ROAD, GAPATHY, COIMBATORE-641 006, PH NO.9994330300 | CBE121 | Airtel | Tamil Nadu | RT Tower
IN-1062056 | KANNUSAMY GOUNDER STREET | 11.0366 | 76.9598 | R.Gajendra Rajan Sf No, 90/1, Ramvel Complex, No 257/1C, Kannusamy Gounder St, Rathinapuri Post, Coimbatore-641 047, Ph No.9363103865, 0422 2490263 | CBE153 | Airtel | Tamil Nadu | RT Tower
IN-1062588 | KRISHNAPURAM | 11.0535 | 76.9928 | MR.B.SAKTHIVEL,SF.NO.209,NO.209,KAMBAR STREET,KRISHNAPURAM,LGB. NAGAR,GANAPATHY POST,COIMBATORE DISAT.-641 006.PH:94433-02467/94425-22467 | CBE240 | Airtel | Tamil Nadu | RT Tower
IN-1062818 | GEM COLONY | 11.0469 | 76.9931 | MR.R.RADHA,W/O.N.MARUTHA CHALLAM,2/53.RAJA GAR,BHATHI GAR ROAD,GAPATHY,COMIBATIRE-641 006-PH-98422 85372 | CBE299 | Airtel | Tamil Nadu | RT Tower
IN-1062892 | UDAYAMPALAYAM | 11.0568 | 76.9681 | MR.P.SARAVANAKUMAR,S/O.PONNUSAMY,SF.NO.273/1H,NO.57D,SARAVANA COMPLEX,VIVEKANDHAR STREET,OTTAN THOTTAM,UDAYAMPALAYAM,COIMBATORE DIST.-641 006.PH:98422-68780 | CBE291 | Airtel | Tamil Nadu | RT Tower
IN-1059107 | CHINNA VEDAMPATTI | 11.0565 | 76.9828 | V.Chinnannan Land, S.F No. 60/4, Old No. 11,12, New No- 94, Lottery Thottam, Athipalayam Road, Chinnavedampatti, Coimbatore - 641006 | CVDPT1 | Airtel | Tamil Nadu | GBT
IN-1061165 | PRICOL, KARAMADAI | 11.2103 | 76.9631 | Pricol Limited, Karamadai | PRCL1 | Airtel | Tamil Nadu | RT Tower
IN-1061918 | THUDIALUR | 11.0897 | 76.9442 | Sri Vignesh Complex# 5/45 C, Nggo Colony, Coimbatore | TUDR2 | Airtel | Tamil Nadu | RT Tower
IN-1061919 | THUDIALUR | 11.0997 | 76.9389 | K.Thangavel Building, # 1/395, Arul Jothi Nagar, Thoppampatti Pirivou, Coimbatore | TUDR3 | Airtel | Tamil Nadu | RT Tower
IN-1060399 | KURUDAMPALAYAM | 11.0925 | 76.9368 | MR.MURALIDARAN,NO.3/2,NEW NO.3/582,VM THOTTAM,NEAR ENVIRO TECH,K VADAMADURAI,GURUDAM PALLAYAM,VILLAGE,COIMBATORE-641 017-PH-0422 2643594 | TUDR5 | Airtel | Tamil Nadu | GBT
IN-1061917 | THUDIALUR | 11.0772 | 76.9417 | 18/116 Mettupalayam Road, Thudialur, Coimbatore - 641034 | TUDR1 | Airtel | Tamil Nadu | RT Tower
IN-1062143 | VADAMADURAI | 11.0839 | 76.9418 | Kennedy Gas Agency (Bharat Gas), Mtp Main Road, Vadamadurai. Coimbatore Dist. Ph-2645878, 2642828 | VDMDR1 | Airtel | Tamil Nadu | RT Tower
IN-1060118 | RLY STATION ROAD | 11.0824 | 76.9456 | MR.A.VISHALASHI,SF.378/1,NO.3/34D,MUTHU NAGAR,RAILWAY STATION ROAD,THUDIYALUR,COIMBATORE DIST.-641034 PH:0422-2644095 | TUDR4 | Airtel | Tamil Nadu | GBT
IN-1059531 | KAMANAIKANPALAYAM | 10.8947 | 77.2068 | PRABHU SHANKAR, SUMERU KNITS GARMENTING FACTORY, SF NO. 438-D, (LAND NEAR WATER TANK), POLLACHI MAIN ROAD, PALLADAM, COIMBATORE -641658 (ACQ BY RAGHUTHAN) | KMNPM1 | Airtel | Tamil Nadu | GBT
IN-1061168 | KEERTHILAL DIAMOND FACTORY | 11.0181 | 77.0889 | Keerthilal Diamond Factory Building | SULM1 | Airtel | Tamil Nadu | RT Tower
IN-1061180 | THEKKALUR | 11.1683 | 77.2283 | Kandasamy Chettiar Mandram Building, Jkk College Campus, Sankari Main Road, Kumarapalayam. | TKLRM1 | Airtel | Tamil Nadu | RT Tower
IN-1060244 | RASAKKAPALAYAM | 10.6971 | 77.0517 | MR.S.MURUGANTHAM,S/O.T.T.SOUNDARAM,SF.NO.57/2,40A/1,40C &42/1,NO.1/206,PERIYA THOPPU,RASAKA PALAYAM,PULIYAM PATTI POST,POLLACHI,COIMBATORE DIST.-642 002.PH:98429-26923 | RSKPM1 | Airtel | Tamil Nadu | GBT
IN-1061950 | BABA COMPLEX ( VETTAIKARAN PUDUR) | 10.565 | 76.9197 | 38 Sethumadai Street, Baba Complex, Vettaikaranpudur, Pololachi Tk, Cbe Dist | VETT1 | Airtel | Tamil Nadu | RT Tower
IN-1067039 | PARUVAI | 10.9903 | 77.1852 | RUMUGAM,S/O.VELAPPA GOUNDER,NO:3/198,NATTAIKADU THOTTAM,PARUVAI(V)(P),PALLADAM(Tk),COIMBATORE(Dt),PH:9848250310. | PRUVI1 | Airtel | Tamil Nadu | GBT
IN-1067311 | SIDHANAYAKAN PALAYAM | 10.9422 | 77.1398 | KRIHNASWAMY,S/O.RAMASWAMY,SIDANAYAKKANPALAIYAM(V)(P),KARADIVAI(Via),PALLADAM(Tk),COIMBATORE(Dt),PH:9842205737. | SDNPM1 | Airtel | Tamil Nadu | GBT
IN-1067386 | SELLAKARICHAL | 10.9498 | 77.173 | MR.SR.CHANDRA SEKARAN,S/O.RANGASAMY GOUNDER,SF.NO.25/2,NO.4/146,RANGASAMY GOUNDER THOTTAM,KARAVAVI VIA.,PALLADAM TALUK,COIMBATORE DIST.-641408.PH:98422-85696/04255-256696 | SLKRH1 | Airtel | Tamil Nadu | GBT
IN-1067686 | THIRUMANDAMPALAYAM | 10.926 | 77.2007 | NO.3/30,M.UTHUKULI,PILLAIYAR KOVIL THOTTAM,PULIYAMARATHUPALAYAM POST,SULTHANPETTAI VIA.,PALLADAM TALUK,COIMBATORE -641 658., | TMDPM1 | Airtel | Tamil Nadu | GBT
IN-1059539 | SULTHANPETTI | 10.8763 | 77.1983 | K.Rathnam, Sf No. 802 /2, Near Govt High School, Sulthanpet, Palladam T.K, Coimbatore - 641 609, Ph: 04255-268279, 94420 19805 (Acquired By Raghu) | SLNPT1 | Airtel | Tamil Nadu | GBT
IN-1067030 | POORANDAMPALAYAM | 10.8653 | 77.1708 | VISHALACHI AMMAL,W/O.KUPPUSWAMY,NO:1/106,POORANDAMPALAYAM(V)(P),SULTHANPETTI(Via),PALLADAM(Tk),COIMBATORE(Dt),PH:9788339657. | PRNPM1 | Airtel | Tamil Nadu | GBT
IN-1059491 | VELAKINAR | 11.0724 | 76.9528 | Mrs. P. Suseela, Sf.No.140/1, 187/1, Vellakinar Town Panchayat, Land Backside Of Town Panchayat Office, Velakinar, Coimbatore - 641029, Ph-2645888, 2667291 (Acquired- B.Shiva) | VLKNR1 | Airtel | Tamil Nadu | GBT
IN-1030677 | NGGO COLONY, THUDIALUR, | 11.0897 | 76.9435 | K.VIJAYAKUMAR, S.F.NO.143, NEAR 4/390, RASAMY STREET, NGGO COLONY, COIMBATORE - 641 022. | 6205 | Vodafone | Tamil Nadu | GBT
IN-1030621 | THALIYUR NEAR THONDAMUTHUR | 11.0086 | 76.8482 | T.S.Punithan, S.F.No.880/1, Opposite To Primary School, Dhaliyur Post, Thondamuthur(Via), Coimbatore - 641 109. | 6220 | Vodafone | Tamil Nadu | GBT
IN-1069978 | OPANAKARA STREET | 10.9944 | 76.9594 | Shantha, W/O Vellingiri Chettiar, No:5/1060 , 339 Opanakara st, cbe | 104 | Vodafone | Tamil Nadu | RT Tower
IN-1082832 | KG STREET | 10.996 | 76.9535 | T.DURAISAMI,342,KARUPANAGOUNDAR STREET,COIMBATORE-641001.PH:9944708160. | 5429 | Vodafone | Tamil Nadu | RT Tower
IN-1084736 | CBE SHIVAJI COLONY | 11.0363 | 76.927 | MR.P.MURUGARAJ, 171A, SHIVAJI COLONY, THADAGAM RD, COIMBATORE.641025. PH:9443290572. | 5415 | Vodafone | Tamil Nadu | RT Tower
IN-1031726 | NEEL COMPLEX, NSR ROAD | 11.0257 | 76.9458 | R.K. NANDA, 196,Raja Annamalai Road, Neel Complex, Saibaba Colony, Coimbatore - 641 011. | 6201 | Vodafone | Tamil Nadu | RT Tower
IN-1031671 | ESI HOSPITAL | 11.0099 | 77.0256 | Mr. Mahesh Kumar, 70 A, Rvl Nagar, Uppilipalayam Main Road, Opp Esi Hospital, Cbe 641 015. 98422 90407 | 6213 | Vodafone | Tamil Nadu | RT Tower
IN-1030668 | MASAKALIPALAYAM | 11.0153 | 77.015 | R.Ganesan, S.F.No.31/3, Sri Dhanalakshmi Nagar, Masakalipalayam, Uppilipalayam Post, Coimbatore - 641 015. | 6228 | Vodafone | Tamil Nadu | GBT
IN-1031693 | NEW SOWRIPALAYAM | 11.0093 | 77.0081 | L.M. Lawrance, No.137,138,Church Road, Sowripalayam, Coimbatore - 641 028. | 6234 | Vodafone | Tamil Nadu | RT Tower
IN-1031762 | M G R NAGAR ( KRISHNA COLONY ) | 11.0034 | 77.0095 | T.Nithiyanandam, No.29,Ganavel Illam, Mgr Nagar East, Sowripalayam, Coimbatore - 641 023. | 6243 | Vodafone | Tamil Nadu | RT Tower
IN-1031708 | KRISHNARAYAPURAM | 11.0028 | 77.0336 | A. Rajagopal, 5A, Vasantha Mill Road, Singanallur, Coimbatore - 641 015. | 6244 | Vodafone | Tamil Nadu | RT Tower
IN-1031939 | AIRPORT | 11.0319 | 77.0407 | G.Mani, No.3A1,Air Travels Building, Ashok Layout, Civil Aerodrome Post, Peelamedu, Coimbatore - 641 014. Ph.0422 2571569, 98949 43233 | 832 | Vodafone | Tamil Nadu | RT Tower
IN-1031679 | GANDHIMANAGAR | 11.0424 | 77.0026 | S. Devarajulu, Hig 1630, V.K.Road, Gandhi Managar, Peelamedu, Coimbatore - 641 004. | 6216 | Vodafone | Tamil Nadu | RT Tower
IN-1031714 | SUNGAM JUNCTION, RAMANATHAPURAM | 10.9944 | 76.9874 | K.A.Kuriachan, S.F.No.52/2A & 52/2F, Shanmugha Nagar, Sungam Bye-Pass Road, Coimbatore - 641 045. | 6237 | Vodafone | Tamil Nadu | RT Tower
IN-1031470 | RAMANATHA PURAM | 10.997 | 76.9946 | 924, Trichy Road, Ramanathapuram, Coimbatore-641 045 | 1008 | Vodafone | Tamil Nadu | RT Tower
IN-1067625 | THUMPALAPATI | 10.5204 | 77.2557 | Velu Samy,S/o: Shankar,2/71,Thumpalapati(po),Udumalpet(tk),Covai(dt)-642154 Ph. No.-04252200818,9865387214 | THUMP1 | Airtel | Tamil Nadu | GBT
IN-1030627 | NARASIPURAM | 10.9912 | 76.7753 | N.R. CHINSAMY, S.F.NO.95.96/1,NEAR ARITEL TOWER, VELLIMALAI PATTIM VILLAGE, CASHIER THOTTAM, THONDAMUTHUR(VIA), COIMBATORE - 641 109. | 569 | Vodafone | Tamil Nadu | GBT
IN-1083632 | SUNDARAPURAM NEW | 10.9574 | 76.9689 | S.SUBRAMANIAM, 68A,ARUMUGA GOUNDER STREET,MAACHAMPALAYAM,SUNDRAPURAM,COIMBATORE-641024, PH:9842249710,3208812 | 5493 | Vodafone | Tamil Nadu | RT Tower
IN-1250405 | KUNIYAMUTHUR NEW | 10.9709 | 76.9572 | NO.83,PALLIVASAL STREET | 5500 | Vodafone | Tamil Nadu | RT Tower
IN-1068708 | VAZHUKUPARAI | 10.8462 | 76.9699 | S.ARUSAMY GOUNDER, S/O.SAMY GOUNDER, D.N.2/74.OTHAKKAL MANDAM(VIA), VAZHUKUPARAI(PO), COIMBATORE-641032. PH.9894878485. 0422-4204485 | VZKPR1 | Airtel | Tamil Nadu | GBT
IN-1067077 | PETHANAICKANUR | 10.5806 | 76.9733 | OPEN LAND OF Mr.ANANDHA KUMAR,S/O PERUMAL,PETHANAICKNUR,POLLACHI TK,COIMBATORE.9942892128 | PTNKR1 | Airtel | Tamil Nadu | GBT
IN-1031685 | V G RAO NAGAR | 11.0383 | 76.9872 | N.Geetha, Ayswarya Complex, Phase Ii, Kattabomman Street, V.G.Rao Nagar, E.B.Colony, Ganapathy, Coimbatore - 641 006. | 6236 | Vodafone | Tamil Nadu | RT Tower
IN-1031461 | GANAPATHY | 11.0392 | 76.9796 | 1343/A-8, Sathy Road, Ganapathy , Coimbatore-641 006 | 1007 | Vodafone | Tamil Nadu | RT Tower
IN-1031473 | SAIBABACLY | 11.0217 | 76.9472 | Bharathi Part No:2, Saibaba Colony, Coimbatore-641 011 | 1003 | Vodafone | Tamil Nadu | RT Tower
IN-1031339 | UDUMALPET | 10.5856 | 77.2539 | K. Malaiswamy, T.S.No.14,No.142D,Thali Road, C.K.Road, Udumalpet, Coimbatore Dt. - 642 126. | 1021 | Vodafone | Tamil Nadu | GBT
IN-1031817 | M E C NAGAR, COIMBATORE | 11.045 | 76.9617 | P.EBINESAN PRABHAKAR, NO.7/103, MEC GAR, LLAMPALAYAM, GAPATHY POST, COIMBATORE - 641 006 | 855 | Vodafone | Tamil Nadu | RT Tower
IN-1031350 | PERINAIKENPALAYM | 11.1321 | 76.9379 | SF NO:40/1, SATYA GARDENS, 155, MTP ROAD, THEKKUPALAYAM ROAD, COIMBATORE-641 020 | 1017 | Vodafone | Tamil Nadu | GBT
IN-1031468 | PN PUTHUR | 11.0196 | 76.9193 | AARR COMPLEX,No.387-A ,marudhamalai main Road,P.N Pudur, Coimbatore-641041 | 1014 | Vodafone | Tamil Nadu | RT Tower
IN-1031843 | AGRICULTURE COLLEGE | 11.0119 | 76.9256 | R.Sashikalaa, No. 118, Nethaji Street, Seera Naicken Palayam, Coimbatore - 641 007. | 851 | Vodafone | Tamil Nadu | RT Tower
IN-1031739 | KENNEDY THEATRE, R S PURAM | 11.0066 | 76.9415 | Mr. G.Selvaraj,? NO 6, PM Swamy Colony, 4th cross street, RS Puram, Coimbatore-2. Ph 94437 53430 | 6242 | Vodafone | Tamil Nadu | RT Tower
IN-1031225 | TUDIALUR | 11.0633 | 76.9435 | K. Kannammal, 18/105B, Vsk Complex, Opposite To Vishwanathapuram, Mettupalayam Road, Thudiyalur, Coimbatore - 641 034. | 1016 | Vodafone | Tamil Nadu | GBT
IN-1030760 | CHERAN NAGAR | 11.0548 | 76.9408 | N.S.BALAKRISHN, S.F.NO.561/1B, LATCHATHIPATHI GOUNDER THOTTAM, I.T.I. BACK SIDE, G.N.MILL POST, COIMBATORE - 641 029. | 342 | Vodafone | Tamil Nadu | GBT
IN-1031476 | SUKRAWARPET | 11 | 76.9547 | Opp.Basvannan Temple,Thadagam Rd,Sukrawarpet,Coimbatore | 1018 | Vodafone | Tamil Nadu | RT Tower
IN-1107306 | JANAIKI LODGE RAJA STREET | 10.9946 | 76.9567 | Mr. Mohan, Janai lodge, Raja street, coimbatore. Cell: 9843022034 | 111 | Vodafone | Tamil Nadu | RT Tower
IN-1030757 | SUNGAM BYE PASS ROAD | 10.9906 | 76.9784 | K.A.KURIACHAN, S.F.NO.52/2A & 52/2F, SHANMUGHA GAR, SUNGAM BYE-PASS ROAD, COIMBATORE - 641 045. | 6248 | Vodafone | Tamil Nadu | GBT
IN-1031472 | RS PURAM | 11.0094 | 76.9514 | G. SELVARAJ, NO.6,4TH STREET, P.M.SAMY COLONY, R.S.PURAM WEST, COIMBATORE - 641 002. | 1005 | Vodafone | Tamil Nadu | RT Tower
IN-1031697 | FLOWER MARKET | 11.0053 | 76.9508 | S. SANTHA KRISHN, 434,435,DB ROAD RS PURAM COIMBATORE,PH 9843822052 | 6070 | Vodafone | Tamil Nadu | RT Tower
IN-1031731 | PERUR MAIN ROAD, COIMBATORE | 10.9896 | 76.948 | R.Nagaraj, Near Airtel Tower, No.40-C,Ashok Nagar, Chetty Street, Coimbatore - 641 001. | 6251 | Vodafone | Tamil Nadu | RT Tower
IN-1031819 | GREY TOWN, COIMBATORE | 11.0058 | 76.9683 | N.Firoz, H.M.Complex, 9/16, Addis Street, Grey Town, Coimbatore - 641 018. | 378 | Vodafone | Tamil Nadu | RT Tower
IN-1031690 | ALAMEEN COLONY | 10.9835 | 76.9642 | Mr. Kulan Mohamed, No 44, Al Ameen Colony, 3 Rd Street, South Ukkadam, Coimbatore . Ph 0422 2392321, 94433 65928 | 6255 | Vodafone | Tamil Nadu | RT Tower
IN-1031691 | BIG BAZZAR STREET | 10.993 | 76.9571 | Nithya Janaki Raman, No.443, Big Bazar Street, Coimbatore - 641 001. | 6219 | Vodafone | Tamil Nadu | RT Tower
IN-1031746 | PERK SCHOOL, COIMBATORE | 11.0059 | 76.9746 | N. Balasundaram, No.46, Mariamman Kovil Street, Peelamedu Pudur, Coimbatore - 641 004. | 6204 | Vodafone | Tamil Nadu | RT Tower
IN-1031710 | PERUMARPILLAI STREET | 11.0165 | 76.9838 | N.V. Rangi Chettiar, No.5,Parameshwaran Layout, Pappanaickenpalayam, Coimbatore - 641 037. | 6224 | Vodafone | Tamil Nadu | RT Tower
IN-1031673 | LMW COLONY | 11.0154 | 76.9806 | Venkaresan, 43 Nethaji Road, Perumal, Koil opp, PN Palayam, CBE 9443816858 | 6214 | Vodafone | Tamil Nadu | RT Tower
IN-1031677 | PEELAMEDU PUDUR | 11.0177 | 76.9991 | Mr. Balasundaram, No 46, Mariamman koil Street, Peelamedu Pidur, Coimbatore 641004. Ph 93606 15000 | 6215 | Vodafone | Tamil Nadu | RT Tower
IN-1030437 | PEELAMEDU | 11.0276 | 77.0153 | NO:39, GOVINDA SWAMY LAYOUT, PKT GAR, PEELAMEDU, COIMBATORE-641 004 | 1009 | Vodafone | Tamil Nadu | GBT
IN-1030534 | SUGUNAPURAM | 10.9348 | 76.9514 | P. Nachimuthu, Sf No 43/1, Suguna Mill Back Side, Palakkad Main Road, Suguna Puram., Ph 0422 2623157, 9345777116 | 6218 | Vodafone | Tamil Nadu | GBT
IN-1030435 | METTUPALAYAM | 11.2947 | 76.9431 | House side No:24, Pandiyan Tunai Layout, SF No:165, Chikkadadasumpalayam Village, Karamadai, Mettupalayam | 1022 | Vodafone | Tamil Nadu | GBT
IN-1030591 | KARANAMPETTI | 11.0141 | 77.1877 | K.A. PONNUSAMY, NO 3/177, ARUL JOTHY GAR, KARAMPATTI, PALLADAM. PH 9842957278 | 6232 | Vodafone | Tamil Nadu | GBT
IN-1030595 | PULANKINARU | 10.5917 | 77.1985 | S.Amudha, S.F.No.270/3,271/C,Plot No.1,1-A, Thirumalai Nagar, Pulankinar, Udumalpet, Coimbatore - 642 122. | 6231 | Vodafone | Tamil Nadu | GBT
IN-1030788 | NELLITURAI | 11.2993 | 76.8995 | P.DURAISAMY, No.1/262, Parisal Thurai, Perumal Thottam, Badrakli Amman Koil Road, Nellithurai Post, Theakkampattio, Mettupalayam, Coimbatore - 641 305. | 889 | Vodafone | Tamil Nadu | GBT
IN-1031276 | SULTHANPET ( PALLADAM - POLLACHI ROAD ) | 10.8923 | 77.2069 | P. Nachi Muthu, S.F.No.441/C,Natchimuthu Garden, Sulthanpet, Palladam Taluk, Coimbatore - 641 669. | 6254 | Vodafone | Tamil Nadu | GBT
IN-1030579 | WALAYAR ( COIMBATORE - PALAKKAD ROAD ) | 10.8542 | 76.8488 | N.MANIKANDAN, S.F.NO.148,149, ACC PIRIVU, VAKARAI POST, WALAYAR, COIMBATORE - 641 105. | 6247 | Vodafone | Tamil Nadu | GBT
IN-1031465 | KUNIAMUTHUR | 10.9626 | 76.9547 | P. Nachi Muthu, S.F.No.43/1,Palakad Main Road, Suguna Mill Back Side, Kuniamuthur Post, Coimbatore - 641 008. | 1015 | Vodafone | Tamil Nadu | RT Tower
IN-1031466 | KURUCHI | 10.9525 | 76.9731 | 6P, Madukkarai Road, Sundarapuram, Coimbatore-641 024 | 1012 | Vodafone | Tamil Nadu | RT Tower
IN-1083280 | MYLAPURAM | 10.5136 | 77.3872 | SF No: 276/1, 2A, Gandhi street, | 4656 | Vodafone | Tamil Nadu | GBT
IN-1030673 | DEVANOORPUDUR | 10.5518 | 77.0856 | V.Raju, S.F.No.36/2, 1/272, Rp Agencies, Saddik Nagar Street, Devanur Pudur, Udumalpet, Coimbatore - 642 207. | 552 | Vodafone | Tamil Nadu | GBT
IN-1030710 | OOMAPALAYAM | 11.3193 | 76.9394 | R. Shanmugam, S.F.No.44/3,Near No.3/539, Oomapalayam, Pallapatti, Coimbatore - 641 305. | 504 | Vodafone | Tamil Nadu | GBT
IN-1030714 | PETHAMAMPATTI | 10.68 | 77.2132 | S. SEENIAPPAN, S.F.NO.282 A, NEAR DOOR NO.2/172, DHARAPURAM ROAD, PETTPPAMPATTI, UDUMALPET TALUK, COIMBATORE - 642 305. | 508 | Vodafone | Tamil Nadu | GBT
IN-1031431 | R V HOTEL, COIMBATORE | 11.0165 | 76.9705 | Sri Aarvee Hotels, No.311-A (Southern Side), Bharathiar Road, New Sidhapudur, Coimbatore - 641 044. | 344 | Vodafone | Tamil Nadu | RT Pole
IN-1107307 | CROSS CUT ROAD | 11.0171 | 76.9661 | Mr.Sriram, 993, Cross cut road, Suresh building, coimbatore - 12, 94438-17141, 98942-77733 | 112 | Vodafone | Tamil Nadu | RT Pole
IN-1031652 | DR. NANJAPPA ROAD | 11.0032 | 76.965 | C. Valliammal, Old No.31-32, New No.67A, Somasundara Mill Road, Coimbatore - 641 009. | 6071 | Vodafone | Tamil Nadu | RT Tower
IN-1031667 | VARIETY HALL ROAD | 10.9977 | 76.9599 | S. Abdul Rasheed, Old No.44, New No.559, Pulavar Building, N.H.Road And V.H.Road, Corner, Coimbatore - 641 001. | 6211 | Vodafone | Tamil Nadu | RT Tower
IN-1031668 | G P JUNCTION | 11.0213 | 76.9694 | No 362, First Street, Gandhi Puram, 12 Ph 0422 2522526 | 6212 | Vodafone | Tamil Nadu | RT Tower
IN-1031474 | SIDDHAPUTHUR | 11.0231 | 76.9783 | R. MURUGESAN, NO.362, 1ST STREET, GANDHIPURAM, COIMBATORE - 641 012. | 1013 | Vodafone | Tamil Nadu | RT Tower
IN-1031682 | CHINNAVEDAMPATTI | 11.0489 | 76.981 | R. Kathambari, S.F.422/10-A,Ravindranath Tagore Road, Maniyakarampalayam, Ganapathy, Coimbatore - 641 006. | 6240 | Vodafone | Tamil Nadu | RT Tower
IN-1110150 | CHINNABOMMANPALAYAM | 10.5865 | 77.1302 | NANDHAGOPAL,S/O NARAYANASWAMY,4/68.KUNDALAPATTY,LAKSHMI PURAM(PO),POLLACHI(TK),COIMBATORE(DT),PH:9788555639 | 1133 | Vodafone | Tamil Nadu | GBT
IN-1114051 | SWAMIANDIPATTY | 10.667 | 76.921 | G.Ganesh,no:1/260,Swamyandiputhur (po),Pollachi (TK),Coimbatore Dt ,Ph:9865778525 | 4744 | Vodafone | Tamil Nadu | GBT
IN-1083547 | CBE KULATHUR | 11.0429 | 77.0909 | R.Kandhasamy,S/O: Arumuga Koundar, No.2/327,Udayakoundar Thottam,Venkatapuram P.O, kulathur,Palladam Dt.Coimbatore - 641062. Mob: 9944947502 | 5513 | Vodafone | Tamil Nadu | GBT
IN-1116684 | JEEVANAGAR | 11.0387 | 76.9433 | P.Natarajan s/o Pappana Gounder , No. 34, Pappana Gounder layout, Pachiammal illam, KK Pudur, 6 th st, Near arasan steel, Indira nagar, CBE -39. M : 9994749497. | 3541 | Vodafone | Tamil Nadu | GBT
IN-1062400 | PSG HOSPITAL | 11.0183 | 77.0071 | MR.V.JAGANATHAN,M/S PSG HOSPITAL,GENERAL BLOCK BUILDING,AVINASHI ROAD,PEELAMEDU,COIMBATORE DISTRICT-641 004.PH:0422-2570170. | CBE180 | Airtel | Tamil Nadu | RT Tower
IN-1126803 | BALAJI NAGAR | 11.0517 | 76.9617 | G.Beula selvi,W/o,Gunaselan,Srinivasa Nagar,Nallam Palayam,Ganapathy Post,Coimbatore-641006, 90033-39139, 0422-2534301 | 4262 | Vodafone | Tamil Nadu | GBT
IN-1082716 | POLLACHI ROAD | 10.898 | 77.0016 | A.CHIDAMBARAM, NO:170 C 5, WEST MAIN ROAD, TITAKUDI TK, CUDDALORE PH:9788560241. | 5491 | Vodafone | Tamil Nadu | GBT
IN-1062002 | RACE COURCE | 11.0036 | 76.9794 | Sakthi Sugars Ltd, Race Course, Coimbatore | CBE070 | Airtel | Tamil Nadu | RT Tower
IN-1127933 | CHETTIPALAYAM ROAD(POTHANUR) | 10.9563 | 76.9871 | L.DAISY,48 CHETTIPALAYAM ROAD,POTHANUR,COIMBATORE-23,PH.NO:+91-9791476261 | 4045 | Vodafone | Tamil Nadu | RT Tower
IN-1113655 | PODIPALAYAM | 10.9007 | 76.9769 | M.Nirmala Devi,W/o,V.Murugesan,Nirmala Thirumana Mandapam,Podipalayayam Village,Madukarai,Coimbatore-641105,Ph-98655-32959 | 4463 | Vodafone | Tamil Nadu | GBT
IN-1122237 | PULIANKULLAM MAIN ROAD | 11.0034 | 76.9922 | R.Vellingiri, 21, Puliyakulam Main road, Puliyakulam, Coimbatore,97915-32267 | 4621 | Vodafone | Tamil Nadu | RT Tower
IN-1118856 | SUZION INFRASTRUCTURE LTD | 11.1281 | 77.1721 | MR.R.PRASANTHKUMAR S/o.MR.R.M.RAMASAMY,S.NO.89/A4 OPP.TO SUZLON INFRASTRUCTURE LTD., KITTAMPALAYAM, ANNUR ROAD, KARUMATHAMPATTI VIA., KARUMATHAMPATTI POST,PALLADAM TALUK, COIMBATORE DISTRICT - 641 659 | SUZLN1 | Airtel | Tamil Nadu | GBT
IN-1113652 | LAXMI NAGAR | 11.0452 | 77.0488 | K.Srinvisan,80,Gold Mills,avinasi Main Road,Coimbatore-14,Ph-99650-66140 | 4464 | Vodafone | Tamil Nadu | RT Tower
IN-1127898 | SHARP NAGAR | 11.0573 | 77.036 | M.KAMACHI,SHARP NAGAR PINPURAM,KALAPATTI POST,COVAI,04212628382,9994234339 | 4213 | Vodafone | Tamil Nadu | RT Tower
IN-1082805 | POOLAVADI | 10.7268 | 77.2809 | Open Land Of Mr.palraj,s/o-kandasamy,poolavadi Piruvu,kondampaty | PLVAD1 | Airtel | Tamil Nadu | GBT
IN-1083209 | METTRATHI | 10.658 | 77.3382 | METTRATHI VILL & POST, KANIYUR VIA | METRT1 | Airtel | Tamil Nadu | GBT
IN-1127350 | KANNAPALAYAM(SULUR) | 11.0166 | 77.0955 | R.K.Rathinam,S/o,Varatharaj,72A,Kannam Palayam Ravathur Pirivu,Coimbatore-641405,Ph-97860-30340 | 4298 | Vodafone | Tamil Nadu | GBT
IN-1113728 | THIRUVALLUVAR NAGAR | 11.0672 | 76.8887 | Mr.K.Rajendran, SF No: 835/1A, Near KPN Thirumana mandapam, Thiruvallur Nagar, Somaiyanur, Thadagam road, Coimbatore - 641 108, 9842135475 | 4461 | Vodafone | Tamil Nadu | GBT
IN-1128003 | PARSAN APPARTMENTS | 10.9817 | 77.0003 | V.Krishnamurthy, Davar Thoopu, East Pudur, Nanjudapuram, Coimbatore-45. Ph:9488065590 | 4205 | Vodafone | Tamil Nadu | GBT
IN-1124353 | ALGARA NAGAR | 11.0734 | 77.0086 | A.BAGYA LAKSHMI , W/O K.ARACHAMY, NO-3 ALGAR NAGAR, KALAPATTI ROAD, SARAVANPATTI, COIMBATORE-35 | 4322 | Vodafone | Tamil Nadu | GBT
IN-1116153 | KETTI | 11.3803 | 76.7309 | KR.ANDUGOWDER,SFNO-810,NEW-672/1,KETHI(PO),OOTY(DT)-643215,9360101169, Ph-2517432 | 4705 | Vodafone | Tamil Nadu | GBT
IN-1127708 | KRISHNAPURAM | 10.4985 | 77.1536 | K.Tangamani,W/o,N.Kandasamy,SKKP Thottam,Thirumoorthy Nagar Post,Udumalapet Taluk,Coimbatore-642112,Ph-99439-59994,04252-265969 | 4168 | Vodafone | Tamil Nadu | GBT
IN-1082951 | BATRAKALIPUDUR | 10.6854 | 77.3111 | Open Land Of Mr.ponnudurai,s/o-selamuthu Gounder,no-1/38,batrakalipudur Villege,gudimangalam P.o | BTRKP1 | Airtel | Tamil Nadu | GBT
IN-1126800 | MURUGAN NAGAR | 11.0479 | 76.939 | K.M.Rajalingam,S/o,Maruthachala Gounder,Sri Nagar Back Side,goundampalayam,Coimbatore-641030,Ph-93631-23113 | 4291 | Vodafone | Tamil Nadu | GBT
IN-1129653 | M.S.GARDEN | 10.9557 | 76.9466 | Mr,K.Ragupathy,s/o,P.Kandasamy,3/5,Thirusenthil Nager, Palaghat Main Road,Behind Abarna Hospital,Kuniamuthur Cbe ph;9994450062 | 4297 | Vodafone | Tamil Nadu | GBT
IN-1128032 | VEERAPANDI | 11.1709 | 76.967 | A.Narayanasamy Naidu, shanhi nagar, No.4, veerapandi, coimbatore-641019 M: 9344102127 | 4717 | Vodafone | Tamil Nadu | GBT
IN-1091039 | KARUMATHAMPATTI - SUZLON | 11.1346 | 77.1643 | S.Selvam,3/260,Thudukadu Thottam,Kittampalayam | 5150 | Vodafone | Tamil Nadu | GBT
IN-1129829 | KOVIL THOTTAM | 10.9557 | 76.9466 | K.NACHIMUTHUS/O KRISHNAGARAN, NO-1KOVIIL THOTTAM, TN PALAYAM, JOTHIPURAM (PO) COMIBATORE-47 | 3979 | Vodafone | Tamil Nadu | GBT
IN-1130116 | DASARAPATTI | 10.6928 | 77.3508 | MARAGATHAM, W/O,MAYILSAMY, 8/33,DASARAPATTI POST, THARABURAM TALUK,TIRUPPUR DISTRICT,PH.NO:0458-294205 | 2516 | Vodafone | Tamil Nadu | GBT
IN-1127723 | MELAPALAYAM | 11.116 | 77.0804 | P.Kulanthai Ammal,W/o,A.Palani Samy,4/444,Molapalayam,Pachapalayam Post,SS Puram Via,Coimbatore-641107,Ph-98430-44096,0422-6990861 | 4139 | Vodafone | Tamil Nadu | GBT
IN-1129659 | GANESHAPURAM | 10.9457 | 76.9859 | T.Ponnammal,W/o,Palaniyappan,51/37,Rajarajeshwari Nagar,Srinivasa Nagar,Pothanur Post,Coimbatore-23,Ph-94439-14349 | 4222 | Vodafone | Tamil Nadu | GBT
IN-1128011 | RANGAI KOUNDAM PUDUR | 10.7855 | 76.9063 | M.Periyakaliammal,W/o,Mayil samy Gounder,Palarvathy range Gounder Puthur,Kinathu Kadavu Via,Pollachi Taluk,Coimbatore-642109,Ph-96265-25668 | 4152 | Vodafone | Tamil Nadu | GBT
IN-1131621 | KALAPATTI AERODROME | 11.0464 | 77.0399 | Ayyasamy, nehru nagar east, civil aerodrome(po), coimbatore - 641014 M: 9361222202 | 4617 | Vodafone | Tamil Nadu | GBT
IN-1126848 | CHELLAPPAMPALAYAM | 11.1011 | 77.1432 | S.R.Palanisamy,S/o,Ramasamy Gounder,2/128,Kaniyur Post,Karumathampatti Via,Palladam Taluk,Coimbatore-641659,Ph-98428-07516,99945-02531, | 4271 | Vodafone | Tamil Nadu | GBT
IN-1127722 | THANGAMALAI ROAD | 11.4307 | 76.8598 | I.Bojan,S/o,Ayyasamy,385A,Seeravi Kottage,Thumbur,Aravenu Post,Near Key Stone,Nilgiris-643217,Ph-98425-56735,04266-271626 | 4180 | Vodafone | Tamil Nadu | GBT
IN-1230888 | RAMASWAMY ST | 11.0297 | 76.9487 | P.V.SHAJU,40/1A,CHINNA SUBRAMANI STREET,K.K.PUDUR,COIMBATORE-38,PH.NO:+91-9842052381 | 5426 | Vodafone | Tamil Nadu | RT Tower
IN-1128194 | ANAIKATTI | 11.1113 | 76.7506 | A.Surendran No.1F, R.K.Naidu layout, Venkatapuram, Coimbatore Dist - 641013. M : 9443231100 | 4635 | Vodafone | Tamil Nadu | GBT
IN-1082627 | CBE Bharthi Nagar | 10.9937 | 76.9921 | Mr. Parthan, No.7A & B, Ist street, Bharathi Nagar, Ramanathapuram, Coimbatore-641045 | 5397 | Vodafone | Tamil Nadu | RT Tower
IN-1129838 | CHETTIPALAYAM RADIO | 10.9454 | 77.0079 | KULACHAMY S/O PALANICHAMY KONAR 1/881 L& T BYPASS ROAD KALAGADI PUDUR MULAMICHAMPATTI VILLAGE .CHETTIPALAYAM [PO].COIMBATORE [DIST].PH NO: 0422-2012126 .MOB NO: 9385253545. | 3410 | Vodafone | Tamil Nadu | GBT
IN-1126688 | SAI NAGAR | 11.0681 | 76.9325 | MRS.K.JAYANTHI W/o.MR.V.N.KALISAMY, S.NO.76/2A& 450/A SITUATED AT NO.9/55, THIRUMAGAL ILLAM, MERKKU THOTTAM, V.K.L.GAR POST, THUDIYALUR, COIMBATORE - 641 034 PH: 9789666009,9965552030 | CBE294 | Airtel | Tamil Nadu | GBT
IN-1082623 | CBE SIVASAKTHINAGAR | 11.0815 | 76.9935 | S.Bevaraj s/o C.Sundaram, no.14, merkku thottam, Thudiyalur raod, Saravanampatti, CBE - 35. M : 9442954673 / 04222666745 | 5396 | Vodafone | Tamil Nadu | GBT
IN-1126882 | Coimbatore RBSC | 11.0292 | 76.9445 | V.Menon, S/o. Vella Kovil Nadar, 43 C, Battusamy St, KK Pudhur(SB Colony), Coimbatore - 641 038.Ph 9994329232 | ICOM0289 | Idea | Tamil Nadu | RT Tower
IN-1117538 | Ooty Main Road | 11.4972 | 76.4935 | Mr.S.Paramasivam,9/83C,Rajagopala Puram,Gudaloor,Niligiri Dist-643 211-Ph-98941 02131/04262261133 | GDLR3 | Airtel | Tamil Nadu | RT Tower
IN-1130074 | Chil Complex | 11.1084 | 76.9785 | MR.S.SRIDHARAN S/o.R.SRINIVASALU NAIDU, S.F.No.604/1 AND 605/2, KEERANATHAM PUTHUPALAYAM, NOTTAKARAN THOTTAM,COIMBATORE - 641 035 PH :9363261103 | KGISL1 | Airtel | Tamil Nadu | GBT
IN-1108989 | OPP TO KANNAN DEPT | 11.0174 | 76.963 | Mr,J.K.Govindarajan,no 306,Jvk towers, x-cut Road, opp kannan dept,cbe 12.ph;9843230666 | 116 | Vodafone | Tamil Nadu | RT Tower
IN-1126888 | Uppara Street | 10.9979 | 76.9549 | M.Athilingam, S/O. Mariyappan, No.48/281 Uppara St, Cbe-1.PH. 9786005500 | ICOM0290 | Idea | Tamil Nadu | RT Tower
IN-1137649 | CHINNATHADAGAM_ARUN CHAMBER | 11.0868 | 76.8624 | V.SRINIVASAN,ARUN CHAMBER,MAREYAMMAN KOVIL STREET,CHINNATHADAGAM(POST),CBE-108,PH-9363262999 | 2797 | Vodafone | Tamil Nadu | GBT
IN-1129662 | SBI COLONY | 11.0965 | 76.9467 | R.Saraswathi,W/o Ramasamy Gounder, SF No: 177/1, 161, 3/380 Amman Nagar 2,State Bank Colony,NGGO Colony,Coimbatore-641022. Ph:99767-98971 | 4212 | Vodafone | Tamil Nadu | GBT
IN-1127891 | SUGUNAPURAM SOUTH | 10.9337 | 76.9561 | Mrs,Noorjahan W/o,lat MOHAMMAD HANIFA, 7/21,OLD PALIVASAL STREET, MILEKAL, SUGUNAPURAM SOUTH, COIMBATORE-8, PH.NO:+91-9751528313 | 4082 | Vodafone | Tamil Nadu | GBT
IN-1123985 | KANNERI | 11.4632 | 76.8626 | Mani, SF No: 62/1B, Needugula village, kanneri, Kothagiri TK, Nilgiri Dt, 94439-32763 | 1214 | Vodafone | Tamil Nadu | GBT
IN-1128065 | PANAI KENARU | 10.6452 | 77.1807 | S.Thamodhara Samy Naidu,Thottam Patti Post,Kozlikuttam Via,Udumalaipet Taluk,Coimbatore-600000,Ph-99764-06425 | 4155 | Vodafone | Tamil Nadu | GBT
IN-1115357 | K.T.PALLADA | 11.3567 | 76.7319 | MR.P.SHAGUL HAMEED, S/O PEER MOHAMEED, K.T.PALLADA VILLAGE, CONOOR TK, NILAGIRI DIST. PH-9443101530 | 4387 | Vodafone | Tamil Nadu | GBT
IN-1254838 | Four Way road | 11.2682 | 76.9761 | MR. AMMANULLA, LAND NEAR OPTION A, 4 WAY ROAD, MT | 3544 | Vodafone | Tamil Nadu | GBT
IN-1137536 | SELVAPURAM | 10.9871 | 76.9367 | Mr.CN.Saravanan,No.9,VOC Main Str,Thilai Nagar. Selvapuram,Coimbatore-641026-PH-9443436 | ICOM0383 | Idea | Tamil Nadu | RT Tower
IN-1135851 | Tholampalayam | 11.1867 | 76.8298 | SUBBAIYA GOUNDAR S/O RAMAIYA GOUNDAR THOLAMPALAYAM .METTUPALAYAM [TK].COIMBATORE [DIST].PH NO: 99 | 3086 | Vodafone | Tamil Nadu | GBT
IN-1127705 | BAMUDY | 11.4866 | 76.8921 | M.Sundaram,S/o,Mada Gouder,1/265/1,Bamudy Village,Nedukula Post,Kothagiri Taluk,Nilgiris-643217,Ph-94862-55380 | 4181 | Vodafone | Tamil Nadu | GBT
IN-1126556 | KUNNATHUR | 11.1666 | 77.0455 | MR.A.RANGASAMY S/o.MR.ANGAN GOUNDER,S.NO.252/1B, NO.4/17, KADATHUR, KUNTHUR POST, S.S.KULAM, COIMBATORE DISTRICT - 641 107 PH :9344837326 | KADAT1 | Airtel | Tamil Nadu | GBT
IN-1138120 | Shasthri Nagar | 11.0251 | 77.0161 | S.Rajeswari, W/o.S.R.Subramaniam, 82, Sastri street, B.R. Puram, | 1710 | Vodafone | Tamil Nadu | RT Tower
IN-1110155 | Gandhipettai | 11.3665 | 76.7095 | Mr.Ramachandran No.1335 / 4 , Near venkateswara Estates Gandhi pettai , Lovedale Nilgiris - 643 002 M : 9443859807 | 970 | Vodafone | Tamil Nadu | GBT
IN-1130112 | Padanthurai | 11.5305 | 76.4643 | Mr.Hansa Mohammed, S//o, C.H. Mohamed haji,No:5/33, CHM Haji Super Market, Pandanthorai, Post, Gudalur TKMOB NO:9486293803,9486456661. | 2519 | Vodafone | Tamil Nadu | GBT
IN-1134859 | POLLACHI ROAD | 10.5907 | 77.2324 | THILAGAVATHI,SARASWATHI AMMAL THOTHAM,POLLACHI ROAD,UDUMALAIPETTAI,PH.NO:04252-225505 | 4228 | Vodafone | Tamil Nadu | GBT
IN-1134864 | ANAIKATTI MAIN ROAD_THADAGAM | 11.0772 | 76.8415 | K.N.NARASEAMMAN,ANAIKATTI MAIN ROAD,2/64,VERAPANDI PREU,THADAGAM,CBE-108,PH-9842241775 | 2800 | Vodafone | Tamil Nadu | GBT
IN-1126686 | SELVAPURAM | 10.994 | 76.9416 | MR.R.MOHAMMED HAUSIL S/o.MR.RASUL PAKSH, S.NO.90 CHOLAN NAGAR, RAMAMOORTHY ROAD, SOKKAMPUDUR, COIMBATORE DISTRICT - 641 039 PH : 0422 -2472119,9443324721 | CBE258 | Airtel | Tamil Nadu | RT Tower
IN-1112779 | KODANAD | 11.5166 | 76.9059 | KDNAD1A,KOTHAGIRI T.K.,NILGIRI DT., | KDNAD1 | Airtel | Tamil Nadu | GBT
IN-1127918 | NADAR STREET | 10.9913 | 76.9501 | S.SATHAIYA,96,A.B NADAR STREET,NAIKAR THOTTAM,BALAJI AVENUE,COIMBATORE-1,04222347193,9843871558 | 4292 | Vodafone | Tamil Nadu | RT Tower
IN-1135368 | SINGANALLUR | 11 | 77.0378 | MR.MAHMOOD SHAREEF 249 NAND NAGER MAIN ROAD SINGUNALLUR COIMBATORE-641005 | ICOM0378 | Idea | Tamil Nadu | RT Tower
IN-1134972 | SAMUNDEESWARI NAGAR | 11.0418 | 76.944 | C.MUTHU ,SAMUNDEESWARI NAGAR,KILIPAGUTHI,GOUNDAMPLYM,CBE-30.PH-0422-2401280 | 3065 | Vodafone | Tamil Nadu | RT Tower
IN-1137711 | Keeranatham | 11.0986 | 76.9962 | R.Palanisamy, S/o.Ramasamy, 7/123, Thrkkuthottam, Keeranatham, Saravanampatti(po), Coimbatore-35. Ph:9787571832 | 255 | Vodafone | Tamil Nadu | GBT
IN-1236576 | Kumitipathi | 10.8282 | 76.8896 | T.Perumalsamy, S/o. Thiruvavinankudi, SF No: 875, Vakkel gounder Thottam, Kumitipathi post, Othakal mandapam Via, Coimbatore Dt - 641032, 9787077501 | 5990 | Vodafone | Tamil Nadu | GBT
IN-1139040 | SHOLUR | 11.4842 | 76.6537 | K.N.SINGH,S/O,NACHA GOUDER,SHOLUR VILLAGE & (PO),NILGIRIS DISTRICT. PIN-6430059. MOBILE-9443462019 | 7020 | Vodafone | Tamil Nadu | GBT
IN-1138798 | ELGI Eguipment | 10.9961 | 77.0262 | R.Gokilam, SF No:359,Balaji Nagr,Singanallur,Coimbatore-05,(opp: To Ulavar Santahi, Behind:LG Equ) Contact Person Mr.Mahesh-90470-77783 | CBE337 | Airtel | Tamil Nadu | RT Tower
IN-1130448 | Krishnaswamy Nagar | 11.0028 | 76.9963 | A.Gopalakrishnan, S/o. Arumugam, N.No.446, O.N 820, Periyar Nagar, 2nd Cut, Pankujam Mill, Ramanathapuram, Coimbatore-45.relocation of IN-1059103 | CBE081 | Airtel | Tamil Nadu | RT Tower
IN-1236825 | RAMALINGA JOTHI NAGAR | 10.9917 | 76.9952 | Mr.V.M.Stanley Thomas, S/o.Varghees, 4/11, Ramalinga jothi nagar, 6th cross, Ramanthapuram post, Coimbatore - 641 045, 0422-2317017, 94434-78263 | 3949 | Vodafone | Tamil Nadu | RT Tower
IN-1238678 | SERVAGARANPALAYAM | 10.728 | 76.9226 | G.S.Venkatachalam,S/o Suppalayakoundar,1/63 Vettaikadu,Servagarnpalayam(Vill),Mg pudur(Po),Pollachi(Tk),Kovai(Dist),Pin 642142,Cell 9789469393 | SVGRM1 | Airtel | Tamil Nadu | GBT
IN-1084965 | Saibaba Colony | 11.0244 | 76.9422 | Mr.BATHAMANABHAN,BHARATHI PARK CROSS ROAD - 4, (OPP) BSNL ECHANGE, SAIBABA COLONY,PHONE: 0422 2448468, MOBILE: 9843111009 | 140 | Vodafone | Tamil Nadu | RT Pole
IN-1240081 | L&T Bye Pass | 10.9337 | 77.0022 | Mr.S.Sundarajan, S/o, Chella appa Gounder, No:1/533, Vadukku thottam, Malupanchanpatty,Coimbatore-641 021/ 98429-84602 | CBE321 | Airtel | Tamil Nadu | GBT
IN-1237903 | Balasubramamaniya Nagar | 11.0073 | 76.9954 | Mr,Murugaval s/o,Raju,97E,Balasubramamaniya Nager,Sowripalayam po,coimbatore 9790082619 | CBE320 | Airtel | Tamil Nadu | RT Tower
IN-1239367 | VIJAYESWARI TEXTILES | 10.5773 | 77.0112 | MR.P.K ARUMUGAM S/O MR. KRISHNASAMY NADAR NO 2/26 PILCHINNAMPALAYAM ,SAMATHUR POST , POLLACHI TALUK, COIMBATORE DISTRICT- 642123 PH NO 9715284200 | VTXLD1 | Airtel | Tamil Nadu | GBT
IN-1133487 | P.N PALAYAM | 11.0143 | 76.981 | Mr.T.Selvaraj, S/o, Thiruvengada samy naidu, No:79, Iswariya Complex, Nethaji Road, P.N.Palayam, Coimbatore-641037/98433-21501 | CBE326 | Airtel | Tamil Nadu | RT Tower
IN-1237982 | Jai Nagar | 11.0461 | 76.9506 | Mrs.M.Magerwari, W/o. Mr.S.Mailsamy, S/o, M.Seniappan, No:70, Suguna Nagar, Nallampalayam Road, Koundampalayam, Coimbatore-641 030/936-3020813 | CBE329 | Airtel | Tamil Nadu | RT Tower
IN-1074253 | KEEMARAMPALAYAM | 11.2204 | 76.8749 | MR.MR.THIRUMEY GOWDER,S/O.RAMASAMY GOUNDER,SF.NO.16/2B2,NO.2/112,MEDUR POST,SEELIYUR VIA.,COIMBATORE DIST.-641113.PH:04254-284098 | KEMPM1 | Airtel | Tamil Nadu | GBT
IN-1237774 | GCT college | 11.0213 | 76.9377 | Mr.Samiappan, No:193/1, Thandagam Link Road, (Thadagam Main Raod,) Coimbatore-641 013/98949-81678 | CBE185 | Airtel | Tamil Nadu | RT Tower
IN-1238677 | MEENAKSHIPURAM | 10.6324 | 76.8649 | A.Thanishraj,S/o Anthonynadar,7/45 Mennakshipuram main rd,Devanasampudur(Po),Pollachi(Tk),Kovai(Dist),Cell 9942395922 | MNKSH1 | Airtel | Tamil Nadu | GBT
IN-1243650 | KAKUCHI | 11.4514 | 76.805 | Mr.Durai, SF No: 259, Kakuchi, udagamandalam Tk Nilgiris Dt -643214, 94439-31854 | 2050 | Vodafone | Tamil Nadu | GBT
IN-1236255 | EELANDA | 11.4812 | 76.9081 | Mrs.P.Lilly, W/o.Mr.Prabhu, SF Nio: 455/1B, New SF No: 127/2, Nedugula village, Ellada, Kothagiri TK, The Nilgiris DT - 643217, 04266-270695, 270975, 9787453099, 9786289883 | 7000 | Vodafone | Tamil Nadu | GBT
IN-1237902 | Udayampalayam | 11.0059 | 77.0028 | Mrs.Ramukutty, Mr,R.Selvaraj no;59/3 Mill Road Thevar Thottam,Udayampalayam, Sowripalayam post,Coimbatore - 641028,PH:-9345624707 | CBE318 | Airtel | Tamil Nadu | RT Tower
IN-1241656 | Krishna puram | 10.5679 | 77.3391 | Mr, Palanisamy, S/o, P.Tirumalai samy, 24, MainRoad, Krishna puram po, Madhathukulam Tk, Udumalaipatti Tirupur.642111.ph;9976943409/04252-294971 | KRNPM1 | Airtel | Tamil Nadu | GBT
IN-1244476 | Venkatachalam road | 11.0124 | 76.9475 | V.Sivanandham, Old no:17, new no:20, Venkatachalam road, RS puram, Coimbatore-2, 94437-42761 | CBE007 | Airtel | Tamil Nadu | RT Tower
IN-1244477 | D.B.ROAD-1 | 11.0113 | 76.9498 | T.N.Magudapathy, 133-B, west ponnurangam road, RS puram, Coimbatore-2, 99946-97002 | CBE335 | Airtel | Tamil Nadu | RT Tower
IN-1239396 | KARIYAMPALAYAM | 11.203 | 77.0767 | P.Pathi,S/o,Palaniswami Gounter, Eswara Plaza, K.N.Palayam, K.G.Palyam(P.O), Annur,Coimbatore. Ph:9842254005,04254262269 | KYPLM1 | Airtel | Tamil Nadu | GBT
IN-1241723 | Puliyampatti | 10.6805 | 77.0364 | Mrs.T.Mahalakshmi, W/o.Thangavel gounder, SF No: 122/6A, Ayya gounder thottam, Puliyampatty, pollachi tk, Coimbatore DT-642002, 99763-92103, 9976257027 | PULYM1 | Airtel | Tamil Nadu | GBT
IN-1245260 | ARIVOLI NAGAR | 11.1868 | 76.9736 | Mr.M.Sivaganesh, S/o.Murugesan, SF No:22/1B, Rasi industrial Estate, No.4.veerapandi, Arivoli nagar, periyanaikenpalayam, coimbatore-19, Ph:98650-53533 | 7713 | Vodafone | Tamil Nadu | GBT
IN-1244473 | RATHINAPURI | 11.0291 | 76.9599 | A.Kanagaraj, 13-A/13-B, Maruthakutti street, Rathinapuri, Coimbatore-641027, 98422-49074 | CBE306 | Airtel | Tamil Nadu | RT Tower
IN-1240568 | Gandhipuram - 6th Street | 11.0182 | 76.9668 | Mr.N.K.Palanisamy, A.K.Complex, No:207, 6th Street, Gandhipuram, Coimbatore-641012, 9790267890 | CBE333 | Airtel | Tamil Nadu | RT Tower
IN-1237983 | SIDCO,Kuruchi | 10.9407 | 76.9734 | K.R.Shanmugam, S/o.N.Rangasamy, Lakshmi engineering, 20, TINY sectors, Sidco industrial Estates, Coimbatore-641021, 98422-73914 | CBE255 | Airtel | Tamil Nadu | RT Tower
IN-1244472 | K.R Puram | 11.0296 | 76.9794 | Mrs.K.Dhanalakshmi, W/o.P.Kandasamy, No:138E, Appoi Naidu layout, Ganapathy, Coimbatore-641006 | CBE293 | Airtel | Tamil Nadu | RT Tower
IN-1246249 | V.O.C.Colony | 11.0344 | 76.9245 | 1.Mr.P.Nirmal Kumar S/o.Ponraj Sagayam, 2.P.Jeeva,S/o.Ponraj Sagayam,3.P.Vijayakumar,S/o.Ponraj Sagayam,D.No.15,Palaniammal Llayout, Voc Nagar, Kovilmedu, Coimbatore-641025.Ph.0422-2405938,98422-12088 | CBE339 | Airtel | Tamil Nadu | RT Tower
IN-1245606 | TOWN HALL | 10.9939 | 76.9642 | Mr.V.G.Balasundaram, S/o.V.Guruvaiya Naidu, & Mr.V.G.Sundarraj, No:191, Big Bazaar street, Coimbatore-641001, Contact : Mr.Vijayabalasundaram-98942-55601 | CBE315 | Airtel | Tamil Nadu | RT Tower
IN-1246279 | Saibaba Colony | 11.0263 | 76.9423 | Mrs.P.Pathma, W/O- V.S. Palanisamy, 2A, Pathma Sugamya Complex, Co-oprative colony road, S.B. Colony -641038, 0422 -2449559 | CBE338 | Airtel | Tamil Nadu | RT Tower
IN-1244998 | RAILTEL | 10.9625 | 76.9893 | Sothern Railway, CWM/S&T workshop building, podanur post, Coimbatore, 9677160820 | CBE331 | Airtel | Tamil Nadu | RT Pole
IN-1246385 | Koundampalayam | 11.0403 | 76.9494 | Mr.V.Thulasidhar, S/o.Venkat vittal, No:77/A1, & 95 to 77, mettupalayam road, koundampalayam, coimbatore-641030, 99944-69690, 0422-6536715 | CBE354 | Airtel | Tamil Nadu | RT Tower
IN-1246232 | Five Corner | 10.9952 | 76.9611 | Mrs.V.Seethalakshmi, W/o.Mr.Vetrivel, Murugan complex, 80, raja street, coimbatore-641001, 0422-2307716, 97906-44044 | CBE348 | Airtel | Tamil Nadu | RT Tower
IN-1248040 | KODANAD | 11.5181 | 76.9089 | Mr.T.Arumugam, S/o.Thimma Chettiar, SF no:225/5, Near Door no:4/430, maligai store, Gandhi nagar View point, Kodanadu post, Kothagiri TK, The Nilgiris DT-643217, | KDNAD2 | Airtel | Tamil Nadu | GBT
IN-1246808 | EBBANAD | 11.4885 | 76.7701 | Mr.M.J.Krishnan, S/O.Jogi Gounder, S.No:109/3, Ebbanadu Village & Post, Nilgiris Dist-643 204. | 7845 | Vodafone | Tamil Nadu | GBT
IN-1246596 | TUMMANATTY | 11.4274 | 76.7564 | Mrs.S.Chinthamani, W/o.Late subramani, SF No:449/2A & 2D, old SF no:282/2, Thummanatty village, Nilgiris DT-643002, 98431-47074 | 1829 | Vodafone | Tamil Nadu | GBT
IN-1242179 | KUKKALTHORAI | 11.4878 | 76.8263 | Mr.K.S.Mani, S/o.Sevana Gowder, S.F.No.196/1,New S.F.No.449/1, Kukkal Thorai Post, Kothagiri Via, The Nilgiris District.643217. | 3087 | Vodafone | Tamil Nadu | GBT
IN-1248407 | SINGANALLUR BUSSTAND | 11.0019 | 77.0285 | Mr.D.Mohanasundaram, S/o.Dhandapani, D.R.City Complex, No.48, Kamaraja Road, Opp to Singanallur Bus Stand, Coimbatore 641005. | CBE336 | Airtel | Tamil Nadu | RT Tower
IN-1246248 | RAILWAY STATION | 10.9963 | 76.9682 | Mr.K.Shanmugam, MRs.S.Saroja, Mr.S.Mohan raj, No:76, State bank road, Hotel Legends Inn, Op to Railway station, Coimbatore-641018, | CBE340 | Airtel | Tamil Nadu | RT Pole
IN-1244849 | Opp to residency | 11.009 | 76.98 | M/s.Suguna Industries, No:707, 5th Floor, Avinashi road, Coimbatore-641018, Contact person: Mr.Kandaswamy(98941-42114) | CBE051 | Airtel | Tamil Nadu | RT Tower
IN-1247267 | HUDCO COLONY | 11.0225 | 77.0088 | Mr.S.Pradeep, S/o.P.S.Subbaiyan, S.F.No.494 & 495 No.A-10, Hudco Colony,Peelamedu, Coimbatore 641004. | CBE310 | Airtel | Tamil Nadu | RT Tower
IN-1247264 | RATHANAGIRI ROAD | 11.0816 | 77.0166 | Mrs.Nanjammal, W/o.Sundaraswamy, S.F.No.49/3, Near D.No.5/29, Rathnagiri Road, Vilankurichi, Coimbatore 641034.Ph.99430-80808. | VLNKR1 | Airtel | Tamil Nadu | GBT
IN-1246716 | JAGATALA | 11.3808 | 76.7677 | Mr. J.A.Krishnan, S/o- Appikari, No- 4/194, Jagathala East ,Jagathala , Coonoor talk, The Nilgiris - 643202, PH:- 9344250198, 9245116932 | JAGTL1 | Airtel | Tamil Nadu | GBT
IN-1249999 | NGP COLLEGE | 11.0603 | 77.0332 | Mr.N.Dhandapani, S/o.Natchimuthu, S.F.No.295/1, No.9-G, Sharp Nagar, Jothidar Thottam, NGP College Backside, Kalapatti Post, Coimbatore 641048.Ph.98940-32478, | CBE367 | Airtel | Tamil Nadu | GBT
IN-1249998 | TOWN HALL | 10.993 | 76.9557 | D.NO.294, NAAZ THEATRE, | CBE366 | Airtel | Tamil Nadu | RT Tower
IN-1247155 | MTP Road | 11.0463 | 76.9476 | Mr.M.Murugan, Modern ENG Company, No:37B, Nallampalayam, Goundampalayam Post, Coimbatore-641030/0422-2430900/ | CBE349 | Airtel | Tamil Nadu | RT Tower
IN-1247975 | Lakshmi Mills | 11.014 | 76.9852 | Mrs. M.Shakunthala, W/o- K.Narayansamy, No- 9/11, Bharathiar Road, P.N.Palayam, Coimbatore-37, PH:- | CBE362 | Airtel | Tamil Nadu | RT Tower
IN-1247515 | GC Street | 10.9647 | 76.9514 | Mr.R.Soundaravel, S/o.K.S.Raju, S.F.No.469/2,3, D.No.14/96, Rajuu Naicker Thottam, Sundakamuthur Main Road, Kuniamuthur Post, Coimbatore 641008. | CBE361 | Airtel | Tamil Nadu | GBT
IN-1248807 | Pudur - Laxmi Mills | 11.0122 | 76.9902 | Mr.G.Selvam, S/o.Mr.Govindasamy, TS No:10/1071/2, part & TS No:10/1071/4, No:17E, Ammankulam north, P.N.Palayam post, coimbatore-641037, 98422-49394, 98427-49394, | CBE332 | Airtel | Tamil Nadu | RT Tower
IN-1247154 | Edayarpalayam Rd | 10.9549 | 76.9721 | Mrs.P.Subbulakshmi, W/o.Palanisamy, MJP Complex, D.No.11, Madukkarai Road, Sundarapuram,Coimbatore 641024.Ph.0422-2670100, | CBE350 | Airtel | Tamil Nadu | RT Tower
IN-1246384 | Nehru Nagar | 11.0482 | 77.0434 | Mrs.P.Santhamani, W/o.Palanisamy, SF no:757/2A, & 2C, Site no:20, kalapatti, kurunji nagar, Civil Aerodrome post, Coimbatore-641014, 98947-22110, 98947-22330 | CBE353 | Airtel | Tamil Nadu | GBT
IN-1246376 | Ambedkar Nagar | 11.0623 | 77.0238 | Mr.C.Eswaramurthy S/o.Chellakutty Gounder, S.F.No.198/2B, Near Ambedkar Nagar, Vilankurichi, Coimbatore 641035. | CBE355 | Airtel | Tamil Nadu | GBT
IN-1248406 | P.S.G. Hospital | 11.015 | 77.0094 | K.Rajendran, S/O Krishnasamy naidu, 34 A, Palaniappa nagar, 1st street, Sowripalayam, Coimbatore- 28. | CBE245 | Airtel | Tamil Nadu | RT Tower
IN-1248992 | KARUNYA NAGAR | 10.9416 | 76.7444 | OPEN LAND OF K.MUTHU KUMAR,S/O R. KRISHNA SWAMY,4/442,IYYAMBATHAGAI THOTTAM,SAPPANI MADAI,NALLUR VAYAL(P.O),NEAR BOYS HOSTEL KARUNYA NAGAR,COIMBATORE,PH-9442012272 | KRNY6 | Airtel | Tamil Nadu | GBT
IN-1248409 | KK Naidu School | 11.0363 | 77.0307 | Mr Duraisamy., Venkatesa Complex, Avinashi road, Coimbatore - 14. | CBE032 | Airtel | Tamil Nadu | RT Tower
IN-1246712 | Muthu Gowdenpudur | 11.0516 | 77.1178 | Mr.C.Ganapathiappan, S/o.Chinnayya gounder, SF No:247/B8, 3/298, railway feeder road, muthu goundan pudur, sulur, coimbatore-641406, 99420-80022 | MGDPR1 | Airtel | Tamil Nadu | GBT
IN-1246226 | Kovaipudur | 10.9482 | 76.9294 | Mr.B.Balaji, S/o.B.Balavenkataraman,No.R-127, Kovai Pudur, Coimbatore 641042. | CBE346 | Airtel | Tamil Nadu | RT Tower
IN-1246710 | Rasipalayam | 11.0628 | 77.1448 | Mr.N.Ramsamy gounder, S/o.Nanjappa gounder, SF No:129/5, near door no:4/111, mahalingam koil street, Arugampalayam, sulur via, coimbatore-641402, 9659852323 | RSPLM1 | Airtel | Tamil Nadu | GBT
IN-1247265 | G.Kavundampalayam | 11.158 | 76.9283 | Mr.R.Subbian, S/o.Rangaiah Gounder, S.F.No.695/5, D.No.213/192A, East Street, Naickenpalayam Post, G.Koundampalayam, Coimbatore 641020.Ph.0422-2695435, | PNPM15 | Airtel | Tamil Nadu | GBT
IN-1246715 | Devarshola | 11.5434 | 76.4402 | P.Palvannan, S/o.M.Palsamy nadar, SF No:54/7, near Door no:11/42, Raja stores, Devarshola, Gudalur Via, The nilgiris - 643212, 94421-22237, | DVRSL1 | Airtel | Tamil Nadu | RT Tower
IN-1247406 | FOUR ROAD | 11.2775 | 76.9823 | Mr.R.Kalaiselvan S/o.K.R.Rangasamy, S.F.No.457, Belathi Village, Mettupalayam TK,Coimbatore641104.Ph.04254-272608, | FOURD1 | Airtel | Tamil Nadu | GBT
IN-1248391 | Tamara Resort | 10.927 | 76.7534 | Mr.A.Ganesh, S/o.Aruchamy Gounder,S.F.No.9/3, Kallathu kattu Thottam, Perumal Koil Pathy, Nallur Via, Alandurai Post, Coimbatore District.641101. | KRNYM1 | Airtel | Tamil Nadu | RT Tower
IN-1248433 | Dhanvantri Temple | 10.9963 | 76.9917 | Mr.G.Subramanian S/o.Ganapathy Devar, D.No.28-33, Nataraj Devar Colony, Ramanathapuram (Olumbus), Coimbatore 641045.Ph.98658-69758. | CBE277 | Airtel | Tamil Nadu | RT Tower
IN-1248802 | Chinnavedampatti | 11.0842 | 76.9745 | Mr.Subbian, S/o.Maruthamalai Gounder,S.F.No.551/2B, Oor Gounder Thottam, Chinnavedampatti Post, Velappanaicken Pudur, Coimbatore 641006.Ph.0422-2666033, | CVDMP1 | Airtel | Tamil Nadu | GBT
IN-1249997 | Bharthiyar Road | 11.0172 | 76.9731 | Mr Chinna samy, S/O,Palaniappan, No 125,narayanasamy layout, papanaickenpalayam,cbe 12, | CBE365 | Airtel | Tamil Nadu | RT Tower
IN-1246225 | BOMMAMAMPALAYAM | 11.0187 | 76.8818 | Mr.M.Shanmuga Sundaram, S/o.Maruthakutty Gounder,S.F.No.488/B2A, D.No.13/5, Thondamuthur Road, Bommanapalayam, Bhrathiyar University Post, Coimbatore641046. | CBE345 | Airtel | Tamil Nadu | GBT
IN-1250395 | Kannappa Nagar | 11.031 | 76.9557 | Mr.M.Ramalingam, S/o.Muthumalai Nadar, No.74-A, Velammal Nagar, Gandhiji Road, Rathnapuri, Coimbatore 641027.Ph.98653-82569, | CBE285 | Airtel | Tamil Nadu | RT Tower
IN-1247972 | Subramaniyampalayam | 11.062 | 76.9317 | M.K.Unnikrishnan, S/o.Mr.Kombi, No:38-C to J, Teachers colony, Subramaniam palayam, G.N.Mills, Coimbatore-641029, 94433-64773, 0422-2647737 | SBPYM1 | Airtel | Tamil Nadu | RT Tower
IN-1250654 | Alankar Granide | 11.0106 | 76.9654 | Dr.K.A.Rajan, 144, sengupa st, Lakshmi nilayam, Ramnagar, Coimbatore - 9 | CBE370 | Airtel | Tamil Nadu | RT Tower
IN-1239667 | Yedapalli | 11.3826 | 76.8085 | B.Subramanium,SPRP Lakshmi Iallam,Yedapalli Post,Nilgiris district-643104, PH:- 9787248787,0423-2231537 | YDPLI1 | Airtel | Tamil Nadu | GBT
IN-1251734 | Annur - Avinashi road | 11.2325 | 77.1059 | Mrs.T.Saraswathi, W/o.A.Thirumurthy, D.No.11/109, Angappa Mudaliar Colony, Annur, Coimbatore 641 653. Ph.04254-262522, | ANUR3 | Airtel | Tamil Nadu | RT Tower
IN-1251736 | Vadakkalur | 11.2703 | 77.0983 | Mr P.Rangaswami, S/o Palaniappan, No:665 , Vadakkalur, Coimbatore-641653, Ph-9842008101, | VDKUR1 | Airtel | Tamil Nadu | GBT
IN-1246255 | Kuruchi | 10.9614 | 76.9706 | Mr.A.Chinnasamy S/o.Ayyasamy, Door No.37-A. Palani Boyan Street, Kurichi, Sundarapuram Post, Coimbatore641024. | CBE347 | Airtel | Tamil Nadu | RT Tower
IN-1247974 | Sungam Bypass | 10.9891 | 76.9693 | Mr Kallilullah, S/O Rahamadullah, 19 GM Nagar, South Ukkadam, Opp Tyre Company, Coimbatore - 1. Ph - 9842222880 | CBE352 | Airtel | Tamil Nadu | RT Tower
IN-1247514 | Kovaipudur | 10.9407 | 76.9357 | Mrs.T.Muthulakshmi D/o.S.R.Thangavel, Murugan Apartments, D.No.N-26, Kovai Pudur, Coimbatore 641042. | CBE358 | Airtel | Tamil Nadu | RT Tower
IN-1248803 | Urumandampalayam | 11.0605 | 76.9548 | Mr.N.M.Arumugam, S/o.Maruthamalai Gounder,S.F.No.362/1, D.No.9/85, Nehru Street, Urumandampalayam Post, Coimbatore 641029. | UDPYM1 | Airtel | Tamil Nadu | GBT
IN-1252848 | Therku Thottam | 11.0651 | 77.0165 | Mr.K.Krishnasamy, S/o.Kuppusamy, S.F.No.190/3E, No.1/25, Gandhi Street, Therku Thottam, Vilankurichi, Coimbatore 641 035. | CBE374 | Airtel | Tamil Nadu | GBT
IN-1248083 | Cheranmanagar | 11.0536 | 77.0219 | Mrs.B.Malliga, W/o.Balasubramanian, C/240, Cheran ma nagar, Villankurichi road, Coimbatore-641035, 94439-37805, | CBE363 | Airtel | Tamil Nadu | RT Tower
IN-1251547 | Karachery | 10.8691 | 77.0638 | Mr Velusamy, S/O Aruchamy, Karacheri, Periyaquidai(po), Chettipalayam (via), Coimbatore. | KRCRY1 | Airtel | Tamil Nadu | GBT
IN-1250642 | Kaliapuram | 10.5398 | 76.9181 | Mr.Thirumani S/o.Periasamy,S.F.No.1308/2, D.No.43-A, Raja Street, Vigneshwara Maligai, Somanathapuram, V.Kaliapuram, Pollachi, Coimbatore-642 129.Ph.04253-283949, | KAPRM1 | Airtel | Tamil Nadu | GBT
IN-1247349 | Kovilpalayam | 11.1365 | 77.0356 | Mr.V.K.Doraian, S/o.Krishnaswamy naidu, SF No:86/2B2, no:2/77, sathy main road, S.S.Kulam, Kovilpalayam, coimbatore-641107, 99942-00777 | KLPM2 | Airtel | Tamil Nadu | GBT
IN-1252914 | Singayanpudur | 10.8165 | 76.9785 | Mr.K.Natraj, S/o.Krishnasamy gounder, SF No:298/7A, Chinna ponn Gounder Thottam, Singiyan pudur, Sokanur post, K.Kadavu via, Pollachi tk, Coimbatore DT-642109, | 9596 | Airtel | Tamil Nadu | GBT
IN-1251913 | Alandurai | 10.9595 | 76.802 | Mr.S.S.Shiva Shanmugam S/o.Subbanna Gounder,S.F.No.195/2B, D.No.70, Kuthandavar Koil Street, Ramanathapuram Thottam, Pooluvapatti, Alandurai Post, Coimbatore 641 101. Ph.99427-62236, | ALRI2 | Airtel | Tamil Nadu | GBT
IN-1244474 | R S Puram | 11.0151 | 76.9503 | Mr.K.C.Nagaraj, S/o.Mr.K.M.Chinna ayya gounder, Mr.K.Kumarasamy, S/o.Krishnasamy gounder, TS No:8/995/5, No:44, Cowley brown road, Coimbatore-641002, 0422-2554410, 3244555 | CBE131 | Airtel | Tamil Nadu | RT Pole
IN-1248801 | Kannampalayam | 11.0202 | 77.0996 | Mr.K.Subramanian, S/o.Kandappa Gounder, S.F.No.160/3, North Sambala Thottam, Kannampalayam, Sulur, Coimbatore 641402.Ph.96984-87372, | KNPYM1 | Airtel | Tamil Nadu | GBT
IN-1248804 | Nambialaganpalayam | 10.9996 | 76.9049 | Mr.V.D.Sathishkumar, S/o.V.K.Devarajan, SF No:303/3, nambi alagan palayam, vedapatti post, coimbatore-641007, 0422-2472677, | NBPYM1 | Airtel | Tamil Nadu | GBT
IN-1251921 | Karadimadai | 10.9377 | 76.8539 | Mr.K.N.Duraisamy, S/o.Nanjappa Gowder, S.F.No.654/Part, New S.F.No.633/4, North Street, Karadimadai, Mathipalayam Post, Coimbatore District.641 101. Ph.0422-2906263, | KRDMD1 | Airtel | Tamil Nadu | GBT
IN-1251735 | Pogalur | 11.2577 | 77.04 | Mr.R.Marappa Gounder, S/o.Ramasamy Gounder, S.F.No.38/5, D.No.7/84, Pogalur, Annur TK, Coimbatore 641 697. | POGLR1 | Airtel | Tamil Nadu | GBT
IN-1251544 | Kilavanpudur | 10.5904 | 76.8449 | Mr.K.Muthukumar, S/o.K.P.Kandasamy, S.F.No.881/1C, No.2/77, Kizhalavan Pudur, Periya Podhu Post, Pollachi TK, Coimbatore 642 103. | KVPDR1 | Airtel | Tamil Nadu | GBT
IN-1254123 | ACC cements - Walayar | 10.857 | 76.8452 | ACC limited, Walayar lime stone mines, Mavuthampatti post, Navakkarai, Coimbatore, Mr.Pathirappan-Electrical manager Ph:90470-45455, Mr.Manoj singh-Manager 90470-45453, 0422-2912202 | ACCM1 | Airtel | Tamil Nadu | RT Pole
IN-1138828 | KINNAKKORAI | 11.2205 | 76.6633 | N.Raman, S/o.Late naje gounder, SF No: 154/2, kinnakorai village, kundah, The nilgiris Dt - 643219, 94860-21980, 0423-2289925, 9751755597 | 7012 | Vodafone | Tamil Nadu | GBT
IN-1239398 | HULATHI | 11.4761 | 76.6951 | b.lakshmiammal s.f.no 71/2 ,hulathi post, ooty taluk,the nigiris-643007 | HLTHI1 | Airtel | Tamil Nadu | GBT
IN-1250643 | Karatholuvu | 10.6248 | 77.3742 | Mr.P.Subbiahsamy, S/o.Palanisamy,S.F.No.672/2A, D.No.845, Kaniyur Road, Iyyasamy Thottam, Karathozhu, Madathukulam TK, Tiruppur 642203.Ph.04252-241372, | KRVLU1 | Airtel | Tamil Nadu | GBT
IN-1253284 | Somanduraisithur | 10.5695 | 76.9852 | MRs.P.Alagammal, W/o.C.Palanisamy gounder, SF No:31/9B, No:3/92, main road, Somandurai sithur, Pollachi tk, Coimbatore-642134, 98420-52121 | SDSTR1 | Airtel | Tamil Nadu | GBT
IN-1250644 | Kadathur | 10.6083 | 77.3984 | Mr.N.Soundarrajan, S/o.Natrayan Nadarval, S.F.No.586/4, No.7/50, Kuruvan Valasu, Kadathur, Muthu Naicken Patti Village, Palani TK, Dindigul 624 618. | KADHR1 | Airtel | Tamil Nadu | GBT
IN-1252834 | Sokkampalayam | 11.2128 | 77.1196 | Mr.K.Gopalsamy, Mr.K.Palanisamy, SF No:622/5, chokkampalayam post, annur, coimbatore-641653, 94433-56555, | SKPYM1 | Airtel | Tamil Nadu | GBT
IN-1252849 | Anugraha Gardens | 10.9939 | 77.011 | Mr.R.Krishnasamy, S/o.Ramasamy, Old no:54, new no:26, Dhanalakshmipuram, Singanallur post, Coimbatore-641005, 98940-21133 | CBE375 | Airtel | Tamil Nadu | RT Tower
IN-1252916 | Appanayakan palayam | 11.0793 | 76.9273 | NO.245, POO THOTTAM, | TUDR8 | Airtel | Tamil Nadu | GBT
IN-1254236 | Kaalipalayam | 11.1766 | 76.9889 | Mr.C.Krishnasamy, S/o.Chinnaiya gounder, SF No:464, 6/210, kalaipalayam, vellamadai post, vaiyampalayam via, Coimbatore-641110, 0422-2902027, 98948-60046 | KAPYM1 | Airtel | Tamil Nadu | GBT
IN-1248412 | Nanjanadu | 11.366 | 76.6427 | Mrs.L.Sarojini, W/o.B.Lingan, SF No:343/1A, Nanjanadu post, The Nilgirs DT-643004 | NJNAD1 | Airtel | Tamil Nadu | GBT
IN-1253031 | ACC Madukarai | 10.9044 | 76.9566 | Mrs.S.Pagathal, W/o.N.Balasamy, SF No:152/1A, Sri Thirupathi farms, Bazaar street, Madukkarai, Coimbatore-641105, 98659-20509, 0422-2622397 | MDKI6 | Airtel | Tamil Nadu | GBT
IN-1254683 | Magna Electro casting Ltd | 10.765 | 77.0178 | Magna Electro Castings Limited, Mullipatti village, Tamarakulam post, Coimbatore to Pollachi main road, Pollachi Tk, Coimbatore DT-642109, Contact person Mr.Prasad - G.M.Plant Engineerring, 95009-9698 | KPLMM1 | Airtel | Tamil Nadu | GBT
IN-1252491 | Civil Aerodrom | 11.0384 | 77.0421 | Mr.P.Srinivasa prabhu, S/o.R.Padmanabhan, SF No:574/7, Site no:1 & 2, R.G.Avenue, kalapatti, Aerodrome post, Coimbatore-641014, 98431-11009, 98430-44919, 0422-2449191 | CBE220 | Airtel | Tamil Nadu | RT Tower
IN-1252915 | Muthugoundanur | 10.7901 | 76.9389 | Mr.G.Kathirvel, S/o.Gurusamy Gounder, S.F.No.320/2, D.No.75, Muthugoundanoor, Palarpathy Post, Kinathukkadakvu Via, Pollachi TK, Coimbatore District 642 109. Ph.98422-33525, | MGDNR1 | Airtel | Tamil Nadu | GBT
IN-1252917 | Somayanur | 11.0715 | 76.8832 | Mrs.N.Maragatham, Mrs.Kalaiammal, SF No:641/1, Thadagam road, Somaiyanur, Coimbatore-641108, | SMYNR1 | Airtel | Tamil Nadu | GBT
IN-1254237 | Varappalayam | 11.0848 | 76.8841 | Mr.U.R.Vadivel, S/o.U.R.Rangasamy, S.F.No.322/1, D.No.4/137, Ramanathapuram, Vadivel Thottam, Nanjundapuram, Chinna Thadagam Post, Coimbatore 641 108.Ph.98945-83439,0422-2658553. | VARPM1 | Airtel | Tamil Nadu | GBT
IN-1254235 | Onapaalayam | 11.0078 | 76.865 | Mr.S.M.Kandasami, S/o.S.Marudasal gounder, SF No:37/2, Kandasamy thottam, Opp to Krishna bakery, Kovil back side, Onapalayam, Kalikkanaickenpalayam, coimbatore DT, 97895-01594 | ONPLM1 | Airtel | Tamil Nadu | GBT
IN-1252995 | Sadappalayam | 11.0945 | 77.2119 | Mr.Subramani, Mulainagar, Sadappalayam, Senandapalayam(Po), Somanur(via), CBE-661669, Ph-9865162255 | SDPYM1 | Airtel | Tamil Nadu | GBT
IN-1256382 | Singanallur | 11.0009 | 77.0304 | Mr.Manoharan, 2205, Sembian complex, Trichy Road, Singanallur, Coimbatore - 641005, Ph-9952303773 | CBE408 | Airtel | Tamil Nadu | RT Tower
IN-1251538 | Teetipalayam | 10.951 | 76.8869 | Mr.Pon.Devaraja S/o.N.Ponnuswamy, S.F.No.218, D.No.7/131A, Inspector Thottam, Theethipalayam Post,Perur Via, Coimbatore 641010. | TTPYM1 | Airtel | Tamil Nadu | GBT
IN-1259748 | VILANKURICHI | 11.0741 | 77.0178 | Mr.A.Mani, S/o.Arukutty, S.F.No.77/1A, Rathinagiri Road, Vilankurichi, Coimbatore 641 035.Ph.98946-30206. | ICOM0517 | Idea | Tamil Nadu | GBT
IN-1258057 | GANDHIPURAM | 11.0175 | 76.9687 | K.Sundaram,254,2nd street, City Travel Building, Gandhipuram, Coimbatore 641 012.0422-2496809, 98940-66270 | CBE359 | Airtel | Tamil Nadu | RT Pole
IN-1251537 | Zamin Kaliyapuram | 10.7637 | 76.9251 | Mr.K.P.Kannappan, S/o.Palanisamy Gounder, S.F.No. 151/2, D.No.8/77, Zamin Kaliyapuram Post, Kovilpalayam Via, Pollachi TK, Coimbatore 642 110.Ph.97866-55198, | ZKPRM1 | Airtel | Tamil Nadu | GBT
IN-1255335 | KR Puram | 11.0388 | 76.9934 | Mr.sivakumar, S/N , 5 , Ex-Serviceman Colony, Krishnarayapuram, Coimbatore-641006. Ph: 9894333348 | CBE437 | Airtel | Tamil Nadu | RT Tower
IN-1257893 | Sri Kumaran mills | 11.1055 | 76.9387 | Mr.R.Ramanathan, S/o.A.Ramachandran, D.No.1/1, Kumarapuram, Narasimmanaickenpalayam, Mettupalayam Road, Coimbatore 641 031.Ph.98942-96999. | NSNP4 | Airtel | Tamil Nadu | GBT
IN-1251540 | Pettikuttai | 11.3698 | 77.0732 | Mr.T.Govindaraj, S/o.Thimmappa Gowder, S.F.No.453/2, D.No.2/562, Sathy Main Road, Pethikuttai, Mettupalayam TK, Coimbatore 641302.Ph.04254-287338, | PTKTI1 | Airtel | Tamil Nadu | GBT
IN-1238692 | Onenarai | 11.411 | 76.8191 | Mr.B.Devaraj, S/o.Beellia Gounder, SF No: 935/1, 2, Kattabettu post, The Nilgiris-643214, 99434-58355 | NDHTY1 | Airtel | Tamil Nadu | GBT
IN-1261278 | Vadavelli | 11.0353 | 76.8985 | Mr.K.M.Ramasamy Gounder,SF No:124, Patta no:1804, Vilvamara Thottam, Perumal koil street, Vadavalli, Coimbatore-641014, 98431-40217 | CBE393 | Airtel | Tamil Nadu | GBT
IN-1264713 | PETHANAICKENPALAYAM | 11.1161 | 77.0449 | Mr.R .RAJENDRAN,S/o. P.Rangasamy, SF No:331/3, PEDHANAYKANPALAYAM,KALLIPALAYAM VIA, S.S.KULAM POST, COVAI - 641 107. 99943 77798 | PENPM1 | Airtel | Tamil Nadu | GBT
IN-1264873 | KURUKANPALAYAM | 11.1659 | 77.0614 | Mr.Ruckmani, W/o.Palanisamy, Mr.Raguram, W/o.Palanisamy, Ms.Abirami, S/o.Palanisamy, SF No:27, Kurukanpalayam post, SS Kulam Via, Coimbatore-7 | KUPYM1 | Airtel | Tamil Nadu | GBT
IN-1264379 | Alangombu | 11.3101 | 76.9972 | Mr.DHANDURAJ.G, S/o.Ganesan, Mr.Ganesan,S/o,Nanjah Gounder,SF No:798, Ganesa Thottam, Karamadai Road, Alangombu.Mettualayam tk, Coimbatore-9843429777 | SMGI4 | Airtel | Tamil Nadu | GBT
IN-1252894 | Mettupalayam | 11.2988 | 76.9416 | Mr.R.Venkatasalamurthy @ Murthy S/o,Rajagopal, S.F.No.186, T.S.No.6, Near GMRC Middle School, Karamadai Road, Mettupalayam TK, Coimbatore 641 301.Ph.99429-46475, | MTPM9 | Airtel | Tamil Nadu | GBT
IN-1264642 | KEERANATHAM | 11.1132 | 76.9924 | Mrs Marathal W/O Late Maruthachala Gounder, sf no. 265, Keeranatham village,Coimbatore Dt-641 035. 9843234276 | KRNTM1 | Airtel | Tamil Nadu | GBT
IN-1264871 | MALUMICHAMPATTI | 10.907 | 77.0079 | Mr.A.Arulraj, S/o.Arusamy, SF No:390/8, 394/1, Gandhi nagar, 7th Cross, Coimbatore-641024, 9843504600 | MLMPT5 | Airtel | Tamil Nadu | GBT
IN-1264639 | KEMMANUR | 11.0092 | 76.8385 | MR.RUBAN DEEPAK.M,S/O.P.MUKHIL KUMAR,SF No 668,KEMMANUR,THONDAMUTHUR POST,COVAI-CELL-9443480781 | KEMNR1 | Airtel | Tamil Nadu | GBT
IN-1264717 | Thennamullur | 10.9739 | 76.8176 | MR.MARIAPPAR Gounder,S/O.SUBBANA GOUNDER,SF No:158/4,MARIAMMAN THOTTAM,THENNAMULLUR POST,COVAI - 641109.94425 84738 | TNMUR1 | Airtel | Tamil Nadu | GBT
IN-1264721 | Natheygoundanpudur | 10.9352 | 76.7927 | Mr.K.SENTHIL KUMAR,S/O,R.KALIAPPAN, SF No: 67/1B1, 67/1B2, 67/1B3, VENUGOPAL STREET, THIRUPPUR IYYAN THOTTAM,NATHEYGOUNDANPUDUR POST, COVAI. CELL - 99761 68859 | NAPDR1 | Airtel | Tamil Nadu | GBT
IN-1264872 | SOLAVAMPALAYAM | 10.8367 | 77.0255 | 1.MR.S.SAMPATH,2.S.GOPALSAMY,3.S.SUBBULAKSHMI,S/O,SENNIMALAI GOUNDER,SF No:280/2, SOLAVAMPALAYAM-POST,KINATHUKADAU,POLLACHI-T.K.PH:9976427085 | SVMPM1 | Airtel | Tamil Nadu | GBT
IN-1264877 | ARASUR | 11.0855 | 77.1153 | Mrs.Thulasiammal, W/o.Arumugam, SF No:437, Mahalingam kovil street, Arasur post, Coimbatore-641407 | ASUR6 | Airtel | Tamil Nadu | GBT
IN-1264634 | KOTTAIPALAYAM | 11.1433 | 77.0201 | MR.Krishnakumar, S/o.R.Narayansamy, SF No:306, KOTTAIPALAYAM POST, VIYAMPALAYAM VIA, COVAI - 641 110. 98947-90199 | KOTPM1 | Airtel | Tamil Nadu | GBT
IN-1264714 | Kuppuchipalayam | 11.1565 | 76.9545 | Mr.Subbanagounder, VINAYAGAR KOVIL STREET, KUPPUCHIPALAYAM POST, COVAI - 641 020 . CELL - 98436 99809 | PNPM18 | Airtel | Tamil Nadu | GBT
IN-1264723 | Pachapalayam | 10.9632 | 76.8988 | Mrs.K.Poongodi, W/o.Kandasamy, SF No:381/5, SBOA teachers colony . PACHAPALAYAM POST,COVAI. CELL - 9787338129 | PCPYM2 | Airtel | Tamil Nadu | GBT
IN-1270171 | ARUMUGA KOUNDANUR | 10.9604 | 76.9138 | SF No 73/2 Palanisamy Nagar Perur chettipalayam Po Coimbatore 641010 Ph 9843439606 | AMKDR1 | Airtel | Tamil Nadu | GBT
IN-1256376 | Somanur | 11.0852 | 77.1871 | Mr.Raphel Rayar, S/o.Late Anotonymuthu Thevar, SF No:103/2B, Door no:9/38, Main road, Car street, Somanur, Karumathampatti, Palladam tk, Tirupur DT, 93677-28397, 0421-2334014 | SMNR3 | Airtel | Tamil Nadu | GBT
IN-1255340 | Thanner Pandal | 11.032 | 77.0157 | Mr.R.Venkatragavan & Mr.R.Tharanitharan, 30/1, Thaneer pandal - 2nd street, Villankurichi road, Coimbatore-641004, 9843286392 | CBE406 | Airtel | Tamil Nadu | RT Tower
IN-1271726 | Thennampalayam | 11.0761 | 77.1243 | Mr N Subbiramanian S/o K Natarajan D No 8/103 Sengattuthottam Thennampalayam Arasu po Sulur TK Coimbatore Dt 641407Ph 9364375757 | ASUR7 | Airtel | Tamil Nadu | GBT
IN-1267890 | TEC - Karumathampatti | 11.134 | 77.2025 | Mr N Lingappan S/o Periyasamy SF No 725 Desa Sakthi College Opp chenni andar koil Street Karumathampatti PO Coimbatore Ph 9894406644 | ELPM2 | Airtel | Tamil Nadu | GBT
IN-1270796 | Park College | 11.0932 | 77.1605 | R.Kokilavarthini, SF No:106/1A2, Kaniyur village, Near Park College, Sulur tk, Coimbatore-641659, 9965193959 | PARK1 | Airtel | Tamil Nadu | GBT
IN-1267527 | Ettimadai | 10.901 | 76.8969 | Mr C Krishnasamy S/o Chinnappagoundar Near Ettimadai Railway Station Vadakkuthottam Ettimadai Post Coimbatore 641105 Ph 9787079944 | ETMDI3 | Airtel | Tamil Nadu | GBT
IN-1270556 | Pattanampudur | 10.9884 | 77.0592 | Mr Jayanthan s/o Ranganathan SF No 26 Papayee Ammal Thottam Pattanam Pudur Sulur TK Coimbatore 641016 Ph 9842208018 | PATNM2 | Airtel | Tamil Nadu | GBT
IN-1270651 | SRIT - Pachapalayam | 10.9408 | 76.9 | MR.Rajeshkumar S/o NATARAJAN 330 Arumuga goundanur Perur chettipalayam OppSite to Ramakrishna College CBE 641010 Ph 9952506906 | SRTCL1 | Airtel | Tamil Nadu | GBT
IN-1267530 | JAGANNATH TEXTILES | 11.1851 | 77.1558 | C Arumugam Chennimalai Gounder 4/49 Kaduvettipalayam Karumathampatti via Sulur TK Coimbatore Dt Pin 641659 | 10770 | Vodafone | Tamil Nadu | GBT
IN-1269744 | KPR COLLEGE | 11.0838 | 77.1419 | M Subbana Gounder S/o Muruganan Gounder 6/25 26 Kollupalayam Kaniur Po Karumathampatti VIA Sulur TK Coimbatore 641659 Ph 942518514 Site Near KPR College Hostel | KPRCL1 | Airtel | Tamil Nadu | GBT
IN-1271182 | LMW | 11.1469 | 76.9489 | Mr D Selvaraj S/OKM Duraisamy 73 Raiway federRoad SRKV Po Periyanaikkanpalayam CBE 641020 Ph 9842292000 | PNPM12 | Airtel | Tamil Nadu | GBT
IN-1269735 | AYYAN THIRUVALLUVAR COLLEGE | 11.3219 | 77.1493 | NR Ponnusamy S/o Ramasamy Gounder 7/47 NeeliPalayam Nochiuttai PO Puliyampatti Via Alathur Village Tiruppur Dt Pin 638459 Ph 9865155937 | AYTCL1 | Airtel | Tamil Nadu | GBT
IN-1061164 | SALZER ELECTRONICS | 11.163 | 76.9341 | Salzer Electronics Ii Block, Building Near To Main Administrative Block. Salzer Electronics Ltd. Periyanaickenpalayam. | PNPMM1 | Airtel | Tamil Nadu | RT Tower
IN-1270557 | Avinashilingam College-VRPLM | 11.0863 | 76.8962 | Mr Maruthachalam 2M Kannan 3Shanmugasundharam M Goundar Thottam Near Avinashilingam Eng Colleage Varapalayam Pannimadai PO Coimbatore641108 ContactNo9787466555 | VARPM2 | Airtel | Tamil Nadu | GBT
IN-1274090 | GRG Polytechnic | 11.1759 | 77.0253 | M Rangana Gounder S/o Marappa Gounder No 5/77 Sembagoundan pudur Kuppepalayam Po Kovilpalayam VIA OPP TO GRG POLYTECHNIC COIMBATORE 641 107 CELL 94437 54999 | GRGPL1 | Airtel | Tamil Nadu | GBT
IN-1274088 | PASUR | 11.277 | 77.1209 | MR.SUBRAMANIYAM, D.NO : 918, MONDIPALAYAM ROAD, PASUR, ANNUR TK, COIMBATORE - 641 653. CELL - 98655 19122 | DURJM1 | Airtel | Tamil Nadu | GBT
IN-1274590 | Christ College | 11.2285 | 76.982 | R Vijayalakshmi w/o Selvaraj Uoothottam Kallipalayam Village Sikampalayam po Karamadai tk Coimbatore 641107Ph9843049930Mr Kuttisamy Gr | CSTCL1 | Airtel | Tamil Nadu | GBT
IN-1274589 | United College | 11.1652 | 76.923 | Mr K Thiyagarajan S/O VP Gurunatha Chellam Devar Thottam GK Palayam Opp United College Naikayan Playam Coimbatore 641020 Ph 9655871917 | UTDCL1 | Airtel | Tamil Nadu | GBT
IN-1272108 | Kulathupalayam | 10.9482 | 76.9429 | K.R.S Mohan Raj S/o Shanmugam Sf No 295/1 Do no 91/2 Naiker Street Kolathupalayam Kovaipudur PO Coimbatore 641042 Ph 9843012319 | CBE422 | Airtel | Tamil Nadu | GBT
IN-1274493 | GOMANGALAMPUDUR | 10.6233 | 77.1527 | Mr N Vasudevan s/o Narayanasamy Sf No 144 Gomangalam pudur Village and Post Pollachi TK Coimbatore 642107 ph 9600771399 | GMPDR1 | Airtel | Tamil Nadu | GBT
IN-1274594 | SRI GURU INSTITUTE | 11.1186 | 77.0152 | Mrs D Janaki W/O K Duraisamy late D Rajeswari D/o K Duraisamy No 66 Varadhaayyangar Palayayam Village Kondaiyampalayam Po Coimbatore 641110 Ph 9842233980 8144921272 | SRGCL1 | Airtel | Tamil Nadu | GBT
IN-1274936 | KOVILPALAYAM RD | 11.1279 | 76.9805 | Mr M Purushothaman s/o Mani No 2/48B Kovilpalayam Road Athipalayam village and Poast Coimbatore 641110 Mob no 9842242024 | KLPM3 | Airtel | Tamil Nadu | RT Tower
IN-1274492 | KOLARPATTI | 10.626 | 77.1109 | Mrs M Pangajam M Banumathi 2/126 Kasipattathar thottam Kollarpatti po Pollachitk Coimbatore Dt 642107 Ph9442017346 | KOLRT1 | Airtel | Tamil Nadu | GBT
IN-1274089 | Jansons College | 11.1134 | 77.1854 | Mr Ganesan s/o Karuppusamy udaiyar Near Jhonson college back side bus depo Karumathampatti Coimbatore 641659 | KMPTI3 | Airtel | Tamil Nadu | GBT
IN-1255103 | Kattur | 11.0066 | 76.9658 | C. Durai Samy, 9/20, Thodarayan Koil Street, Katoor 641-009, Ph9952207093 | 10773 | Vodafone | Tamil Nadu | RT Tower
IN-1274271 | CHINNAPAMPALAYAM | 10.6023 | 76.9273 | MR. SAMPATHKUMAR DNO 562/2 CHINNAPAMPALAYAM POST ANAMALAI VIA POLLACHI 642 104 CELL 98658 89213 | ANMLM1 | Airtel | Tamil Nadu | GBT
IN-1275411 | Mahadevapuram | 11.3035 | 76.9228 | K Krishnamoorthy and K Bhuvaneswari SF No: 304 DNo 144C -24 Perumal Gounder Layout SM Nagar Mettupalayam Mahadevapuram PO CBE Dt Pin 641301 | MTPM11 | Airtel | Tamil Nadu | GBT
IN-1275057 | Mountain Home school | 11.3471 | 76.7958 | Mr MN Mailswamy S/o Marappan No 278 YMCA Cornner Mount Rd Coonoor Nilgiries Pin 643102 Ph 9487072352 9751880024 | CONR4 | Airtel | Tamil Nadu | RT Tower
IN-1270137 | Kavundampalayam | 11.0504 | 76.9495 | Mr. NR Ponnusamy No 5A Venkatasamy Street Railway man colony Venkadasamy Road Kavundampalayam PO Coimbnatore-641030-9952351190. | CBE431 | Airtel | Tamil Nadu | GBT
IN-1274490 | NALLAMPALLI | 10.6524 | 77.0992 | Mr V KANNAN Alise MARIMUTHU KOLARPATTI POST NALLAMPALLI POLACHI TALUK COIMBATORE DT 642107 Mob No9842412237 | NLPLI1 | Airtel | Tamil Nadu | GBT
IN-1279549 | RJ COMPLEX | 11.0455 | 76.9854 | Mr K Rathinam S/O No 47 Athipalayam pirivu Road Ganapathy Coimbatore 641006 Cell 934112146 | CBE439 | Airtel | Tamil Nadu | RT Tower
IN-1282058 | Shanti poultry farm P. Ltd. | 10.9596 | 77.109 | STAFF QUTRS. SHANTI POULTRY FARM P.LTD. NO.6/15. PAPPAMAPTTI MAIN ROAD,PAPPAMPATTI, SULUR, COIMBATORE DIST | SHANT2 | Airtel | Tamil Nadu | RT Pole
IN-1272456 | RAMANATHAPURAM BYPASS ROAD | 10.9946 | 76.9884 | Mr.C.Balakrishnan12/C Karunanidhi Nagar Chinnaiya Pillai Street Ramanatha puram coimbatore 9894232137 | ICOM0572 | Idea | Tamil Nadu | RT Tower
IN-1279550 | Karunya college of Engg. | 10.9352 | 76.7397 | Mr MariMuthu S/O Valliyangiri Nallur Vayal Mathuvarapuram village Karuniya Coimbatore641101 cell 8056690586 | KRNY7 | Airtel | Tamil Nadu | GBT
IN-1274755 | COONOR | 11.3528 | 76.7896 | Mr NAGARAJ S/o Krishnasamy Apple B Area Near Ramani Cottege Coonoor Pin 643102 Ph 9047259716 04232230750 | CONR5 | Airtel | Tamil Nadu | GBT
IN-1275918 | Jadayampalayam | 11.2891 | 76.9633 | Mr E Rangasamy No 8/73kuttiya thottam jadayar palayam pudur sirumugai po mettupalayam 641302 mob no 9443878339 | 10813 | Vodafone | Tamil Nadu | GBT
IN-1279551 | Pappampatti privou | 11.0105 | 77.0808 | Mr Sathivel, Trichy Road Pappampatti pirivu Coimbatore 641103 Cell 7373853122 | CBE455 | Airtel | Tamil Nadu | RT Tower
IN-1283773 | MANIKARA THOTTAM | 10.8653 | 76.8764 | P.ARUNACHALAM, SURVAY NO: 491, DOOR NO: 7/76/10, MANIKARA THOTTAM, NAVAKARAI POST, MADUKARAI VALLY, COIMBATORE - 641105, PH- 9894344669 | NVKI2 | Airtel | Tamil Nadu | GBT
IN-1107305 | LIC OFFICE | 11.1007 | 77.3471 | V.Thangaraj, 37, kamatchi amman koilstreet, tirupur-4, landmark:bagavathi shoes, 98430-38352 | 102 | Vodafone | Tamil Nadu | RT Pole
IN-1115071 | SARIFF COLONY | 11.0972 | 77.349 | Mr.Mr.M.A.Matheen, S/o. M.M.Yahoop, MMY Complex, No:156, Kamaraj Road,Tirupur-64 1 604/0421-2245294 | 103 | Vodafone | Tamil Nadu | RT Tower
IN-1069979 | K.S.C SCHOOL | 11.0985 | 77.3518 | Rajammal, K.S.C. School road, Tirupur-4. PH:99620-11778 | 105 | Vodafone | Tamil Nadu | RT Tower
IN-1031283 | UPPARA DAM | 10.777 | 77.4255 | R.Kalimuthu Gounder, S.F.No.269/2A, Kallivalasu, Upparadam, Dharapuram, Erode. | 410 | Vodafone | Tamil Nadu | GBT
IN-1031842 | MS NAGAR | 11.1275 | 77.3487 | Mr.Natrayan, 6/50, MS Nagar, 2nd Street, TNK Puram North, Tirupur, 0421-2126155 | 589 | Vodafone | Tamil Nadu | RT Tower
IN-1031834 | VELAMPALAYAM | 11.1384 | 77.3178 | MR.R.KANN, OLD NO. 7/10, NEW NO. 9/11, KUPPAN GOUNDER STREET, ANUPARPALAYAM, TIRUPPUR - 641 652. | 822 | Vodafone | Tamil Nadu | RT Tower
IN-1031822 | ARANMMANAIPUDUR | 11.0972 | 77.3532 | A.Mohamed Ibrahim, No. 15-B, Aranmanai Pudur 1St Street, P.M.S.M.Complex, Dharapuram Road, Tiruppur - 641 604. | 966 | Vodafone | Tamil Nadu | RT Tower
IN-1031895 | COLLEGE ROAD | 11.1103 | 77.3362 | KOUSNISHA , T.S.No. 341/811, Stanes Road 4Th Street, Odakkadu, Tirupur - 641 604 | 967 | Vodafone | Tamil Nadu | RT Tower
IN-1125800 | TPR GANDHI NGR TASMARK | 11.1364 | 77.3318 | M/s. Sree Raj Kondal Export Enterprises, Mr.S.Vinod S/o.Srinivasan, | 968 | Vodafone | Tamil Nadu | RT Tower
IN-1111980 | NEW COLLEGE ROAD | 11.1098 | 77.3237 | N.Ramagiri, Mill Gardens,18/2,Shivasakthi nagar,College road,Tirupur,9788096663 | 1053 | Vodafone | Tamil Nadu | GBT
IN-1031914 | KANGAYAM | 11.0016 | 77.5603 | K.Subraya gounder, 25, Sivan malayandavar building, kovai road, kangeyam, 04257-222714 | 1188 | Vodafone | Tamil Nadu | RT Tower
IN-1031858 | VITLABHAI CROSS ST | 10.7308 | 77.5219 | M.MANI, KARU KAILLYA MAHAL NO. 52/1, VITAL BAI, 1ST CROSS STREET, DHARAPURAM, TIRUPUR DISTRICT. | 1197 | Vodafone | Tamil Nadu | RT Tower
IN-1031833 | POLLACHI ROAD, PALLADAM | 10.9926 | 77.2859 | M.S/O.Manikka Veerappan161 Pollachi RoadPalladamTiruppur641 664 , Door. No. 161, Pollachi Road, Palladam, Coimbatore - 641 664. | 1379 | Vodafone | Tamil Nadu | RT Tower
IN-1128414 | BIRTH CITY PURAM | 11.1029 | 77.3356 | S.RAMARAJ, S/O.P.SOMASUNDARAM, 18/44, | 1394 | Vodafone | Tamil Nadu | RT Tower
IN-1031853 | VOC NAGAR | 11.1201 | 77.328 | M.R.VIJAYAKUMAR, VISHNU EXPORT'' DOOR NO 22/11, 3RD STREET , VOC GAR (SOUTH ), VELAYANKADU, TIRUPUR- 641 0603. | 1396 | Vodafone | Tamil Nadu | RT Tower
IN-1031871 | SATHYA MOORTY NAGAR | 11.1042 | 77.3718 | RATHIKA KESAVAN , NO.14,/1/2, SATHYAMOORTHY GAR, KENGEYAM ROAD , TIRUPUR , COIMBATORE-631604. | 1400 | Vodafone | Tamil Nadu | RT Tower
IN-1031854 | GAYATHRI NAGAR | 11.1161 | 77.3643 | S.Rukkumani, No.6-1, Gayathiri Nagar, BSS Road, Balayakkadu, Tiruppur 641 601. | 1441 | Vodafone | Tamil Nadu | RT Tower
IN-1030831 | KARUVALUR | 11.211 | 77.1919 | K.V.Dhandabani, 3/295, Mariamman Kovil Street, Karuvalur, Avinashi Taluk, Coimbatore 641 670. | 1563 | Vodafone | Tamil Nadu | GBT
IN-1030941 | UDHIYUR | 10.8934 | 77.5288 | V.P.SIVASUBRAMANIYAM, S.F.No.295,Muthu Nilayam, Uthiyur Post, Kankeyam Taluk, Erode District | 1589 | Vodafone | Tamil Nadu | GBT
IN-1030884 | OLAPALAYAM | 10.9582 | 77.6442 | K.S.SENTHIL RAJA, S.F. No. 771, Kadaiveethi , Nathakkattu Thottam, Uthamapalayam, Oolapalayam, Kangeyam Taluk, Erode District | 1596 | Vodafone | Tamil Nadu | GBT
IN-1030820 | V.KALLIPALAYAM | 10.9158 | 77.3309 | K .GOVINDASAMY , S.F. NO. 3094B, 1E, 3A , KALLANKATTU THOTTAM, V.KALLIPALAYAM, TIRUPUR TALUK COIMBATORE- 641664 | 1597 | Vodafone | Tamil Nadu | GBT
IN-1030842 | ANGEL LABS | 11.1434 | 77.1327 | P.SWAMYNATHAN, S.F.No.484/1B, Metlankadu Thottam, Ponni Kalipalayam, Kuppiampalayam, Tiruppur- 638 665, | 1769 | Vodafone | Tamil Nadu | GBT
IN-1030817 | DHALAVAIPATTINAM | 10.674 | 77.4809 | S.RAJENDREN, S.F.NO. 396/4, THALAVAIPATTIM, UDUMALAI ROAD, DHARAPURAM TALUK, ERODE DISTRICT. | 1981 | Vodafone | Tamil Nadu | GBT
IN-1031450 | KUMARANRD | 11.107 | 77.3407 | 243, Kumaran Road, Tiruppur-638 001 | 2001 | Vodafone | Tamil Nadu | RT Tower
IN-1031453 | PALADAMRD | 11.0947 | 77.3482 | 641, Kamaraj Road, Tiruppur-638 004 | 2002 | Vodafone | Tamil Nadu | RT Tower
IN-1031456 | UTUKULIRD | 11.1125 | 77.3556 | Near SRC Mills, Uthukuli Road, Tiruppur-638 002 | 2003 | Vodafone | Tamil Nadu | RT Tower
IN-1031349 | GANDHI NAGAR MAIN | 11.1306 | 77.323 | NO:20,80 FEET ROAD,RAMRAJ NAGAR | 2004 | Vodafone | Tamil Nadu | GBT
IN-1031455 | PNROAD | 11.1242 | 77.3422 | 6, Mgr Nagar, 7Th Street, Pn Road, Tiruppur-638 002 | 2005 | Vodafone | Tamil Nadu | RT Tower
IN-1031344 | AVINASHI ATTAYAM PALAYAM | 10.36 | 77.35 | 52, ATTAYAM PALAYAM VILLAGE, AVANASHI TALUK-641 654 | 2007 | Vodafone | Tamil Nadu | GBT
IN-1031449 | KANGAYAMRD | 11.1028 | 77.3567 | No.24&25,MCM Complex,Kangayam Rd,Tirupur. | 2010 | Vodafone | Tamil Nadu | RT Tower
IN-1031451 | LAKSHMINGR | 11.1162 | 77.3402 | Bharath Stickers,Lakshminagar,Pnroad,Tirupur | 2011 | Vodafone | Tamil Nadu | RT Tower
IN-1031457 | VEERAPANDI | 11.0647 | 77.3412 | MURUGAN S/O MANNAN,NO 5/98, PERUMAL KOIL ST, VEERAPANDI, VEERAPANDI POST, TIRUKOVILUR TALUK,VILLUPURAM-DIST-605758, P.NO-9942509147,04153-203500 | 2013 | Vodafone | Tamil Nadu | RT Tower
IN-1031437 | KANGEYAM | 11.0077 | 77.5617 | NSN COMPLEX,KUMARAN OIL MILL,CHENNIMALAI ROAD,KANGEYAM | 2014 | Vodafone | Tamil Nadu | RT Tower
IN-1031446 | ANGERIPLYMRD | 11.1213 | 77.3349 | 37A,Thiru Kumaran Building,Opp Metha House,Kumar Nagar East,Tiruppur | 10893 | Vodafone | Tamil Nadu | RT Tower
IN-1031448 | DHARAPURAMRD | 11.0831 | 77.3658 | KEUMYONG Knitting Co,707,AKMR Nagar,Opp Govt Hospital,Dharapuram Rd,Tiruppur | 10902 | Vodafone | Tamil Nadu | RT Tower
IN-1031452 | ODAKKADU | 11.1144 | 77.3294 | C/o Tamil Nadu Processes,Murunga palayam,Vodakkadu | 2018 | Vodafone | Tamil Nadu | RT Tower
IN-1087269 | TPR MANGALAM ROAD | 11.0954 | 77.3354 | MR.R.KULANTHAIVADIVEL, 5,AMARJOTHI GARDENS, MANGALAM ROAD, TIRUPUR-641604,94433-06363 | 2019 | Vodafone | Tamil Nadu | RT Tower
IN-1031443 | NEW TIRUPPUR | 11.2063 | 77.3232 | RAJDHANI EXPORTS,NETHAJI APPAREL PARK,NEW TIRUPPUR | 2022 | Vodafone | Tamil Nadu | RT Tower
IN-1031447 | ARULPURAM | 11.0401 | 77.316 | MSK Complex,Palladam Road,Arulpuram,Tiruppur. | 2025 | Vodafone | Tamil Nadu | RT Tower
IN-1031585 | RAYAPURAM | 11.1053 | 77.3306 | No.75, Kumarappapuram,2Nd Street,Rayapuram,Tiruppur | 2028 | Vodafone | Tamil Nadu | RT Tower
IN-1031615 | NEW BUS STAND | 11.1309 | 77.342 | S. PALANIASAMY, S.F.NO.24, NO.10,KANGI GAR, 1ST STREET, P.N.ROAD, TIRUPPUR, COIMBATORE DISTRICT - 641 602. | 2040 | Vodafone | Tamil Nadu | RT Tower
IN-1031635 | AMARJYOTHI NAGAR | 11.0958 | 77.3669 | P. Sivasubramaniam, S.F.No:653, 654 & 655/2, Annamalai Rice Mundy Building, No:19/E, Padmani Garden, Kpn Subramaniam Nagar, 6Th St, Tiruppur, Coimbatore Dt-641 608. | 2041 | Vodafone | Tamil Nadu | RT Tower
IN-1031678 | K V R NAGAR | 11.0889 | 77.3327 | K. Mani, No.31, Kvr Nagar West, Ktc Main Road, Tirupur - 4. | 2042 | Vodafone | Tamil Nadu | RT Tower
IN-1030501 | NERUPERICHAL | 11.1596 | 77.3754 | M. Kaliappan, S.F.No:564, Nerupperichal, Pooluvapatti Post, Tirupur-2. | 2044 | Vodafone | Tamil Nadu | GBT
IN-1030558 | SEMMIPALAYAM | 11.0011 | 77.2454 | K. Subramaniam, Sf No 8/1C, No 2/407, Pallikudathan Kadu, Perumbali, Sukkampalayam Post, Palladam , Coimbatore 641661. Ph 04255 277626 | 2045 | Vodafone | Tamil Nadu | GBT
IN-1031642 | RENGANATHAPURAM | 11.1206 | 77.3496 | R. Jagathambal, S.F.No.510, No.4, Puspha Nagar, 3Rd Street, Opp.To Esi Hospital, Tiruppur - 4. | 2048 | Vodafone | Tamil Nadu | RT Tower
IN-1031912 | AVINASHI MAIN RD | 11.19 | 77.2672 | Mr.A.S.Palanisami, S/o.Mr.Chinna Gounder, 365/15,Naiker Thottam, Covai Main Road, Avinashi, Coimbatore. Ph. 04296 273629. | 2241 | Vodafone | Tamil Nadu | RT Tower
IN-1031917 | KUMARANADHAPURAM | 11.1265 | 77.3366 | MR.GUSEKAR, 30, AN STREET, KUMARANDHAPURAM, TIRUPUR, 93630-30705 | 2249 | Vodafone | Tamil Nadu | RT Tower
IN-1031440 | DHARAPURAM | 10.7367 | 77.5256 | S. SATHYA MOORTHY, S/O, SAMRAJ, NARIYANA HALLI VILLAGE, KETHANA HALLI POST, PALAKODE TK, DHARMAPURI = 636808? PH- 04348-291302 | 2402 | Vodafone | Tamil Nadu | GBT
IN-1031392 | MANAKKADAVU | 10.6744 | 77.545 | PLOT NO. 40, 41 & 42, SF NO. 460A (NEW RS NO. 743), MAKADAVU VILLAGE, PALANI ROAD, DHARAPURAM, TIRUPUR DT | 2413 | Vodafone | Tamil Nadu | GBT
IN-1031938 | SAMUNDIPURAM-1 | 11.1224 | 77.3159 | K.CHANDRAN, S/O.KRISHN, 16-A, MGR GAR BUS STOP, SAMUNDI PURAM, POOLAVAPATTI, TIRUPUR-641 603, 0421-2209789, 98427-93367 | 2500 | Vodafone | Tamil Nadu | RT Tower
IN-1031911 | HERVY ROAD | 11.1116 | 77.3426 | Mr.Raja manikam, 11G, 10-Sidco, Hervy road, Tirupur- 98430-22503, 0421-220503 | 2556 | Vodafone | Tamil Nadu | RT Tower
IN-1031189 | PDM INDIRA NAGAR | 12.3866 | 78.1784 | S.Bharathi, Sf No: 310/1, No:576, Therku Palayam Pirivu, Indra Nagar, Palladam, Coimbatore - 6141 664 / 98424-95412 | 2576 | Vodafone | Tamil Nadu | GBT
IN-1031208 | PUDU VINAYAKA KOIL | 10.7938 | 77.4922 | K.Kuppusamy, 171, Pudhu vinayagar koil street, kanapuram, Thoppampatty, Erode Dt , 04258-230059 | 2609 | Vodafone | Tamil Nadu | GBT
IN-1128423 | VELAYUDAMPALAYAM | 11.1028 | 77.3358 | P.LOGANATHAN, 2/11, MATACYAN KADU, VELAYUTHAMPALAYAM | 2615 | Vodafone | Tamil Nadu | GBT
IN-1122929 | MORATTUPALAYAM | 11.1609 | 77.4087 | A.Subramani, Sf No: 106, Old Gsf:82 | 3180 | Vodafone | Tamil Nadu | GBT
IN-1130104 | CHALLAM NAGAR 5TH STREET | 11.0839 | 77.3291 | RAJANDRAN S/0 APPACHI KOUNDAR KALLAKANUR PUDUR MATHAPURAM PO PALADAM VAYA. THIRUPUR DIST PHNO - 9842238306 | 3218 | Vodafone | Tamil Nadu | RT Tower
IN-1074950 | TPR KOUNDAMPALAYAM | 11.1248 | 77.3564 | P.Muthusamy, S/o, Pappanaicker, 2/2, Subbanaicker Thottam, Goundampalayam,Tirupur-7 0421-2220933 | 3549 | Vodafone | Tamil Nadu | GBT
IN-1074953 | SAMUNDIPURAM - 2 | 11.1185 | 77.3218 | MR.K.ANGAPPAN,S/OKULANDI MURUGASAN,NO 8 GULAM KATHAR,2ST VALAYANKADU(PO),THIRUPUR-3 CN:ARUCHALAM 9894351995 | 3551 | Vodafone | Tamil Nadu | RT Tower
IN-1101279 | RAMJI NAGAR | 11.1867 | 77.5536 | K.Senthil Anand,5/88,Ramji Nagar,Shatiq Batcha Colony,College Road,Tirupur-20421-2209030, 9443357027. | 3552 | Vodafone | Tamil Nadu | RT Tower
IN-1074955 | KAMARAJAR 2ND ST | 11.1198 | 77.3388 | Mr.a.m.gangatharan s/o,muthusamy gounder,No 77 kamaragar Nagar,2 street,Tirupur 29443384745 | 3553 | Vodafone | Tamil Nadu | RT Tower
IN-1074957 | TPR TIRUMALAI NAGAR | 11.1273 | 77.3444 | D.Rajamani, W/o, Devaraj, No.25, Pillaiyar kovil street, Tirumalai Nagar, Tirupur-2. 94434-75005. | 3555 | Vodafone | Tamil Nadu | RT Tower
IN-1074958 | TPR AVINASHI ROAD | 11.1347 | 77.3246 | S.BALU, S/O.SRININAIDU, NO:8/11, AVINASHI MAIN ROAD, GANDHINAGAR POST, TIRUPUR, 99947-93747 | 3556 | Vodafone | Tamil Nadu | RT Tower
IN-1074960 | TIR MGR NAGAR | 11.1226 | 77.3461 | Mr.SBIKUMAR,S/O.K.NATRAJ,#143,NEW NO:30,MARIAMMAN KOVIL St,TIRUPUR-2.Ph:0421-2225230,9443406755. | 3557 | Vodafone | Tamil Nadu | RT Tower
IN-1074962 | TPR BRIDGEWAY CLNY | 11.1153 | 77.3442 | Mr.S.Kandasamy, S/o.Subburaya Gounder,No.4-A,6th Street Bridgeway Colony,Extn. Tirupur-079443340490 | 3558 | Vodafone | Tamil Nadu | RT Tower
IN-1087270 | KALIPALAYAM | 11.2039 | 77.3931 | Mr,K.A.Shanmugam s/o periyasamy gounder 1/144 periya Thottam Sc palayam po Uthukulli R S via Tirupur 638752 ph;9943813908 | 3968 | Vodafone | Tamil Nadu | GBT
IN-1124170 | CBE PUTHUPALAYAM | 11.1691 | 77.2355 | V.Nataraj, Suramadaithottam, Nalligowandan palayam pudur, Puthupalayam post, Avinasi taluk, Coimbatore dist - 641 654. M: 9789432339 | 3978 | Vodafone | Tamil Nadu | GBT
IN-1075242 | PALAYAKADU | 11.1141 | 77.3602 | J.CHANDRA AMMAL,11,PALAYAKADU,UTHUKULI MAIN ROAD,TIRUPUR-641601,PH-0421-2375966. | 3985 | Vodafone | Tamil Nadu | RT Tower
IN-1101281 | TSK NAGAR | 11.1481 | 77.6072 | S/O.Arunachala GounderNo.1/1,4Th St,Tsk Nagar60 Ft Road,Dharapuram RoadTiruppur641 608 | 3988 | Vodafone | Tamil Nadu | RT Tower
IN-1130102 | SIVENMALAI | 11.0284 | 77.5374 | KASINATHAN S/O SIVACHALAM 1/255 TIRUPUR ROAD SIVANMALAI (PO).KANKEYAM(TK).COIMBATORE (DIST).PH NO:9443547813 | 4211 | Vodafone | Tamil Nadu | GBT
IN-1129661 | MGP THEATURE | 11.0938 | 77.3629 | P.Muthusamy,S/o,Palanisamy,177,Sarakadu,2nd Street,Tharapuram Road,Tirupur-641608,Ph-93450-56557 | 4217 | Vodafone | Tamil Nadu | RT Tower
IN-1127994 | SRI VENKATESH NAGAR | 11.0669 | 77.3763 | M.Kumar,S/o,Muthusamy Gounder,1/534 T.P.N Garden K.Chetti Palayam Dharapuram Main Road,Tirupur-641608.Ph-98941-99555,98946-12603 | 4218 | Vodafone | Tamil Nadu | RT Tower
IN-1127919 | KARAIPUDUR-NEW-AVARAMPALAYAM | 11.0551 | 77.3537 | KALIAMMAL W/O RAMASAMY GOUNDAR 1/242 THALAKUDI THOTTAM AVARAMPALAYAM KARAIPUDUR VILLAGE .PALADAM [TK].TIRUPUR-641605.PHNO: 9367509898 , C/0 BALAN 9245243567. | 4219 | Vodafone | Tamil Nadu | GBT
IN-1129667 | GOUNDANPALAYAM PUTHUR | 11.0258 | 77.3199 | MR.K.MUTHUSAMY,S/O KARUPPUSAMY,ADAPPU THOTTAM,GOUNDANPALAYAM PUTHUR,GANAPATHIPALAYAM POST,PALLADAM(TLK),COIMBATORE(DST).MOB NO:9486253781. | 4275 | Vodafone | Tamil Nadu | GBT
IN-1129674 | S.K STREET | 10.4423 | 77.3145 | S.Nizam Maideen, S/o.M.Sowgath Ali, 235, Cholakkadai Street, Dharapuram TK, Erode Dt - 638 656, 9843093354 | 4276 | Vodafone | Tamil Nadu | RT Tower
IN-1129654 | GANGA NAGAR | 11.1483 | 77.3397 | T.Jeya,W/o,Thangaraj,5/1125-3A,Ganga Nagar,Poyampalayam Pirivu,Pichapalayam Post,tirupur-638458,Ph-93605-76021 | 4295 | Vodafone | Tamil Nadu | RT Tower
IN-1129651 | SRINIVASAPURAM | 11.1908 | 77.261 | A.Kasiviswanathan,S/o Avinasi Gounder,SF No: 365/1, K.K.A.Thottam,Srinivasa puram,(oppNh47)Avinasi(po),Coimbatore-641654 Ph:99948-85328,98943-75043 | 4300 | Vodafone | Tamil Nadu | GBT
IN-1134963 | PARAYAN THOTTAM | 11.0489 | 77.3448 | K.PALANISAMY,1\98B,NOCHIPALAYAM,PARAYAN THOTTAM,VEERAPANDI(P.O),TIRUPUR-5,PH-9842206667 | 4376 | Vodafone | Tamil Nadu | GBT
IN-1230893 | RAILWAY STATION | 11.1095 | 77.3384 | JEYAKUMAR,9 MUNICAL COLONY,COLLEGE ROAD,TIRUPUR-2,PH.NO:+91-9842262650 | 4458 | Vodafone | Tamil Nadu | RT Tower
IN-1113713 | ETHIVEERAMPALAYAM | 11.2201 | 77.3456 | Mr. U.Mani, No.5/109, Ottankadu thottam, Rakiyapatti, Etiveeranpalayam P.O, Perumanallur, Tirupur T.K, Kovai Dt, Ph: 9443761815 | 4459 | Vodafone | Tamil Nadu | GBT
IN-1113672 | ATHIMARATHUPUDUR | 11.1022 | 77.3847 | N.SUBRAMANI SFNO176/3 ATHIMARATHUPUDUR KANGAYAM ROAD VIJAYAPURAM(PO) TRIPUR-641606 9842212756 | 4460 | Vodafone | Tamil Nadu | GBT
IN-1114050 | INDIRA NGR | 11.1622 | 77.3405 | Kumarasamy.k,no:2/342E,Annanasavalar colony west,Poondi ring road,Pooluvapatti(po),Tirupur,ph:9843640791 | 5086 | Vodafone | Tamil Nadu | RT Tower
IN-1110138 | RAIKKAPALAYAM | 11.1603 | 77.288 | Arulmigu Ponkaliamman Thirukoil Trust , Mr.N.Palanisamy , Jayam Garden, Ammapalayam Road, Rakiyapalayam, Avinshi Taluk, Coimbatore District , | 5089 | Vodafone | Tamil Nadu | RT Tower
IN-1110121 | AMMAN NAGAR | 11.1534 | 77.35 | V.MANIKANDAN NO-8/1009C MUMMOORTHY NAGAREAST PN ROAD TIRUPUR COVAI(DT)-9843253124 | 5091 | Vodafone | Tamil Nadu | RT Tower
IN-1108962 | ERB LAYOUT | 11.1249 | 77.3481 | M.Subramani S/O MuthuSwamy Gounder,106,Kongu Main Rd,Tirupur-641607, | 5149 | Vodafone | Tamil Nadu | RT Tower
IN-1115126 | SAKTHI NAGAR | 11.1432 | 77.347 | Mr.M.Rangasamy naicker, S/o.Moorthy naicker, 1/166, Sakthi nagar, East Kovil Thottam, PN Road, Tirupur - 641 302, 9788369727, 0421-2481416 | 5151 | Vodafone | Tamil Nadu | GBT
IN-1113607 | ANUPARPALAYAM PUDUR | 11.1472 | 77.3163 | K.K.Sivaraj , no:44 , Gandhi Road , Anuparpalayam , Tiruppur -641652 | 5389 | Vodafone | Tamil Nadu | RT Tower
IN-1082645 | AYIAMPALAYAM | 11.1958 | 77.3544 | A.Subramaniam, 1/77, Parayanthottam, Aiyampalayam, Kanakkanpalayam village, Pongupalayam post, Thiruppur taluk, Covai -641 666. M : 90036 71265. | 5390 | Vodafone | Tamil Nadu | GBT
IN-1082650 | TPR MAHALAKSHMI NAGAR | 11.1713 | 77.3038 | M.CHENIYAPPAN,MAHALAKSHMINAGAR,POONDI,TIRUPUR,PH:9842252454 | 5391 | Vodafone | Tamil Nadu | RT Tower
IN-1082636 | TIR POOCHAKADU | 11.0919 | 77.3352 | Mrs.R.Vasantha, No:9/2A , Giri Nagar Main Street, Mangalam Road, Tiruppur - 641604 | 5395 | Vodafone | Tamil Nadu | RT Tower
IN-1084727 | TPR PUDHUPALAYAM | 11.0883 | 77.428 | MR.M.MANIKKAM, MMK HOLLOW BLOCKS, KANGAYAM MAIN ROAD, PUDHUPALAYAM, VIJAYAPURAM(PO), TIRUPUR-6, PH:9344436768, 04212374369. | 5423 | Vodafone | Tamil Nadu | GBT
IN-1082957 | TPR SANTHI NAGAR | 11.1297 | 77.316 | MR.GOVIDASWAMY 133,SANTHI NAGAR GANDHI NAGAR (PO) TIRUPUR PH:9952443527 | 5434 | Vodafone | Tamil Nadu | RT Tower
IN-1082506 | VADUGAPALAYAM | 10.7993 | 77.5404 | M.SHANMUGAM S/o MUNIAPPAN THALAKARAI VILLAGE NALLIMADAM DHARAPURAM(TK) ERODE DIST.PH:9360510182 OR 04258-315078 | 5638 | Vodafone | Tamil Nadu | GBT
IN-1232795 | SEVANTHAM PALAM | 11.0849 | 77.3738 | Mr.M.Kumarasamy, SF No: 634/3, bearing plot no: 15, Masiriyammal nagar, Sevanthampalayam west, KNP colony post, nallur village, Tirupur TK , 94868-08934, 94426-28264 | 5921 | Vodafone | Tamil Nadu | GBT
IN-1031707 | CHALLAM NAGAR | 11.0889 | 77.3253 | N. Amsaveni, Site No.13, Nvb Garden, Ktc Main Road, Chellam Nagar, Tirupur - 641 603. | 6259 | Vodafone | Tamil Nadu | RT Tower
IN-1031729 | K SETTIPALAYAM | 11.0708 | 77.3726 | S.Subramaniam, No.374,Tharapuram Road, K.Settipalayam, Kmp Colony Post, Tirupur - 641 608. | 6261 | Vodafone | Tamil Nadu | RT Tower
IN-1031727 | MANNARI | 11.1191 | 77.3702 | Metro Fashions (india) pvt ltd, SF No 288/1, Senniappan Road, Uthukuli Road, Mannarai Tiruppur -07. | 6263 | Vodafone | Tamil Nadu | RT Tower
IN-1030531 | S R NAGAR, MANGALAM ROAD | 11.0968 | 77.3204 | S. Chellamuthu, S.F.No.51,52,53, Door No.2/674, Vivekanantha Street, Sr Nagar South, Mangalam Road, Tirupur - 87. | 6280 | Vodafone | Tamil Nadu | GBT
IN-1031705 | S V COLONY | 11.12 | 77.3426 | S. Devaraj, Mr. Devaraj, No 4/11, SV colony, 9 th st, Mettupalayam, P.N.Road Tiruppur, 641 602. Ph 0421 2207334 | 6284 | Vodafone | Tamil Nadu | RT Tower
IN-1031768 | SAP - OPP. SRINIVASA THEATRE | 10.9983 | 76.9512 | P.S.RAMATHAL, NO.10/1, 1ST STREET, ASHER GAR, SAT THEATRE BACKSIDE, AVASHI ROAD, GANDHI GAR POST, TIRUPUR - 641 603. | 6286 | Vodafone | Tamil Nadu | RT Tower
IN-1031689 | KARVAMPALAYAM | 11.0946 | 77.3404 | P. Marathal, No.19,Edathakadu, 1St Street, Karuvampalayam, Tirupur - 641 604. | 6300 | Vodafone | Tamil Nadu | RT Tower
IN-1031730 | TAMIL NADU THEATRE | 11.0798 | 77.341 | C. Nagarajan, No.655/1, Indira Nagar, Tamil Nadu Theatre Back Side, Palladam Road, Tirupur - 641 605. | 6424 | Vodafone | Tamil Nadu | RT Tower
IN-1031712 | ANGERIPALAYAM | 11.1427 | 77.3298 | R. Uma Maheswari, 126-A,B,C Kundu Kadu, Angeripalayam, Tirupur - 641 603. | 6428 | Vodafone | Tamil Nadu | RT Tower
IN-1138827 | KASILINGAPALAYAM | 10.8374 | 77.3223 | A.M.KAMASAMY,S/O MUTHUKUMAR SAMY GOUNDER,PUDHU AYYAPPA NAYAKAN PALAYAM.NANDHAVANAM PALAYAM(P.O),KUNDADAM(VIA),DHARAPURAM(T.K),TIRUPUR-638702,PH.NO:9843158609 | 7011 | Vodafone | Tamil Nadu | GBT
IN-1139132 | KULUMANGULI | 10.8842 | 77.4871 | KARTHIKEYAN,S/O DHARMALINGAM,THAYAMPALAYAM(P.O),UDHIYUR(VIA),DHARAPURAM(T.K),TIRUPUR-638710,PH.NO:+91-9488090074 | 7032 | Vodafone | Tamil Nadu | GBT
IN-1139146 | NELALI | 10.9071 | 77.4673 | NATARAJAN,S/O NARAYANASAMY,DOOR.NO:10-101,VANCHIPALAYAM VILLAGE,NELALI (P.O),KANGEYAM(T.K),TIRUPUR(DIST),PH.NO:9367111125 | 7044 | Vodafone | Tamil Nadu | GBT
IN-1139267 | EDAKALPATTI | 10.7927 | 77.7576 | R.KANNUSAMY,S/O RAMASAMY,KADHAK KOTTAI ROAD,EDAKALPATTI(P.O),DHARAPURAM(T.K),TIRUPUR-639202,PH.NO:9976293810 | 7054 | Vodafone | Tamil Nadu | GBT
IN-1139272 | NALLAMPALAYAM | 10.7352 | 77.6275 | SIVASAMY,S/O SEERANGA GOUNDER,CHETTIYAR THOTHAM,NALLAMPALAYAM (P.O),KULATHUPALAYAM(VIA),DHARAPURAM(T.K),TIRUPUR-638661,PH.NO:9976586050 | 7057 | Vodafone | Tamil Nadu | GBT
IN-1233193 | ALAMBADI | 11.0528 | 77.5763 | P.CHINNASAMY,S/O KITTUSAMY GOUNDER,NALLI GOUNDAM VALASU,ALAMBADI VILLAGE,KANGEYAM(T.K),KARUR(DIST),PIN CODE-638701,PH.NO:9965476662 | 7060 | Vodafone | Tamil Nadu | GBT
IN-1139316 | SIRUKINAR | 10.8398 | 77.5459 | VENKATASUBRAMANIYAN,VAVI THOTHAM,SANGANDHAPALAYAM ROAD,SIRUKINAR(P.O),DHARAPURAM(T.K),TIRUPUR (DIST),PIN-638706,PH.NO:9842944615 | 7095 | Vodafone | Tamil Nadu | GBT
IN-1246718 | PERUNTHOLOVU | 11.0468 | 77.4312 | Mr.P.Ramasamy gounder, S/o.Palanisamy gounder, SF No:425/1C, Peruntholuvu, Tirupur-641665, 94437-10844, 94871-65889 | 7704 | Vodafone | Tamil Nadu | GBT
IN-1245264 | IDUVAI | 11.08 | 77.2865 | (1)Mr.G.Arumugam, (2)Mrs.G.Muthulaxmi, D/o.Ganapathi, SF No;57/1B, No-11, Eswaramoorthynagar,1st street, Tirupur-641604 .Ph:98943-74880 | 7716 | Vodafone | Tamil Nadu | GBT
IN-1258135 | SAGUNIPALAYAM | 10.7494 | 77.4922 | Mrs.M.Saraswathi, W/o.Kumarasamy, S.F.No.492/1, No.8/168, Saghunipalayam, Thoppampatti Post, Dharapuram TK, Erode District 638 657. Ph.98431-51814, 98438-97850. | 9697 | Vodafone | Tamil Nadu | GBT
IN-1258136 | SENNAKKALPALYAM | 10.6886 | 77.4836 | Mr.P.Chandrasekar S/o.Palanisamy Gounder, Mr.P.Kaliappan, S/o.Palanisamy Gounder, S.F.No.364/3, Old No.390-C & 389-A, Sennakalipalayam Post, Thalavaipattanam Village, Dharapuram TK, Erode District 638 672. Ph.93440-68171, | 9699 | Vodafone | Tamil Nadu | GBT
IN-1277637 | CRI SIDCO | 11.1186 | 77.4112 | Mr. Velusamy, oop to sidco main gate, 346/1,vellakaradu, teanagar post, TIR-6. ph. no. 8680868430. | 10820 | Vodafone | Tamil Nadu | GBT
IN-1071840 | ANDIPUDUR | 10.9467 | 77.4936 | OPEN LAND OF Mr.RAMA SWAMI GOUNDAR,S/O KUMARA SWAMI GOUNDAR,COSALAMKATTUTHOTTAM,ANDIPUDUR,KANGEYAM TK,ERODE.9842847517 | ADPDR1 | Airtel | Tamil Nadu | GBT
IN-1062236 | ANDIPALAYAM | 11.0917 | 77.3134 | MR.A.N.SAMY THAN/ B.GOPU , SRIPATHY TRADERS , 2/284 VALAI THOTTAM, PERIYA ANDIPALAYAM , TIRUPUR-641687 . MB: 09344208385 , 2262889 | ADPYM1 | Airtel | Tamil Nadu | RT Tower
IN-1060747 | ALAGU MALAI | 11.0059 | 77.4415 | A.DHANRAJ,ALAGUMALAI(P.O),P.K.PALAYAM ROAD,TIRUPUR(TLK),COIMBATORE(D.T),PH:9942108596 | ALGML1 | Airtel | Tamil Nadu | GBT
IN-1126558 | ALANGIYAM | 10.6526 | 77.4984 | MRS.S.PALANIYAMMAL W/o.MR.SUBRAMANIAN,S.NO.164/1 SITUATED AT NO.NO.5/212, CHINNA THOTTAM, ALANGIAM VILLAGE ALANGIAM POST, DHARAPURAM TALUK, ERODE DISTRICT - 638 651 PH ; 9976117003 | ALGYM1 | Airtel | Tamil Nadu | GBT
IN-1071946 | ANAIPALAYAM | 11.1268 | 77.4492 | Kanda Samy,s/o Palani Samy,Andi Thottam,Anapalayam(po),Uthukuli RS(via),Perundarai(tk), Erode-638752 Ph No-04294-260777,9442163988 | AlPLM1 | Airtel | Tamil Nadu | GBT
IN-1106836 | APPIYAPALAYAM | 11.2308 | 77.3333 | R.SIVAKUMAR, S/O.RANGASAMY, S.F.NO.165.KARUKKAN KADU, APPIYAPALAYAM, ETTIVEERAM PALAYAM(PO), PERUMANALLUR(TK), TIRUPPUR-641666. PH.9843623333 | APPYM1 | Airtel | Tamil Nadu | GBT
IN-1060041 | ARAGAMPATTY | 10.7034 | 77.5732 | MR.S.THANGARAJ, RANGAPALAYAM PIRIVU,AVARANG KADU,DHARAPURAM TO OTTACHATIRAM MAIN ROAD,ERODE DIST.-638 673.PH:04202-222251/291306. | ARGMP1 | Airtel | Tamil Nadu | GBT
IN-1274143 | VEERAPANDI | 11.0464 | 77.3163 | MR Jayachitra w/o KARTHIKEYAN DNO 598 E ANNANAGAR ARULPURAM VEERAPANDI VIA TIRUPPUR 641605 CELL 9698182582 | ARPRM1 | Airtel | Tamil Nadu | RT Tower
IN-1274134 | SETTITHOTTAM | 11.0434 | 77.3079 | Mr D Sivaprakash S/o Dharmalingam 2/9a Sekampalayam Naranapuram po Palladam TK tiruppur Dt 641664 Ph 986591164 | ARPRM2 | Airtel | Tamil Nadu | GBT
IN-1072065 | ARATHOLUVU | 10.9226 | 77.5677 | OPEN LAND OF Mr.M SIVASUBRAMANYAM,45/2,V M HOUSE.,KANGEYAM TK,ERODE.954257249255 | ARTHU1 | Airtel | Tamil Nadu | GBT
IN-1060855 | AVINASHI-1 | 11.1903 | 77.2797 | Karuppuswamy Land, Kaikattiputhur, Perundurai Main Road, Avinashi | AVNI1 | Airtel | Tamil Nadu | GBT
IN-1061291 | AVINASHI-2 | 11.1928 | 77.2683 | 52 KATCHERI STREET, (OPP. TALUK OFFIC), SEVUR ROAD, AVISHI | AVNI2 | Airtel | Tamil Nadu | RT Tower
IN-1062405 | VOC COLONY | 11.1953 | 77.2647 | MR.K.ASHOKAN & MRS. A. CHANDRASEKARI, S.F.NO.327/1, NO.10/475, KAMARAJAR STREET, VSV COLONY, AVINASHI-TK, COIMBATORE DIST - 641 654.PH:98422 54677/0422 - 272810 | AVNI3 | Airtel | Tamil Nadu | RT Tower
IN-1062402 | BHANGA THOTTAM | 11.1883 | 77.2735 | MR.D.SENTHIL KUMAR, S.NO.343, NO.6/243, POST OFFICE STREET, KOVAI MAIN ROAD, AVISHI, COIMBATORE DIST - 641 654 PH: 93606 10777 | AVNI4 | Airtel | Tamil Nadu | RT Tower
IN-1060067 | PALANKARAI | 11.1983 | 77.3036 | MR.V.M.KRISHNAMOORTHY,SURVEYNO.77&76/2BSANAPPANTHOTTAM,PALANKARAI POST,AVINASHI,COIMBATORE DIST-641656,PH:9367775565 | AVNI5 | Airtel | Tamil Nadu | GBT
IN-1062847 | MAHARAJA COLLEGE | 11.2029 | 77.3132 | MR.G.ARUMUGAM, SF.NO.65/1A, MAHARAJA COLLEGE, OPP. TO MAYA MESS, KUPPANDAMPALAYAM, PALANKARAI POST, AVINASHI-TK, COIMBATORE DIST - 641 654. PH:98949 18335 | AVNI6 | Airtel | Tamil Nadu | RT Tower
IN-1062846 | VALLUVAR STREET | 11.1992 | 77.2646 | MR.RM.RAYAPPAN,NO:18/119,OPP.TO ANDAVAR ENGG.SECHIYUR ROAD,AVISHI,COIMBATORE DIST.-638 654.PH:04296-271556/98940 -71818 | AVNI7 | Airtel | Tamil Nadu | RT Tower
IN-1060505 | AVINASHILINGAM | 11.1818 | 77.289 | MRS.T.BANUMATHI,5/88,CHETTIYAR THOTTAM,AVNASHILINGAM PALAYAM,PALANKARAI POST,AVANISHI,COIMBATORE DIST.-641654.PH:94426-20655/94437-30655 | AVNI8 | Airtel | Tamil Nadu | GBT
IN-1059097 | AVINASIPALAYAM | 10.971 | 77.4349 | R.Muthusamy Gounder, 67/1M, Near Police Residence Quarters, Avinashipalayam, Tirupur Tk, Coimbatore - 638 696 | AVPLM1 | Airtel | Tamil Nadu | GBT
IN-1106736 | BELLAMPATTY | 10.7903 | 77.35 | K.MAYIL SAMY, S/O.KUMARASAMY GOUNDER, S.F.NO.171.BELLAMPATTY, KUNDADAM(VIA), DHARAPURAM(TK), ERODE-638702. PH. 9786347479 | BLMPT1 | Airtel | Tamil Nadu | GBT
IN-1072408 | BOMANALLUR | 10.6126 | 77.5225 | OPEN LAND OF MR.KARUPASAMY,NO-4/30A,BOMANALLUR VILLAGE & P.O.,DHARAPURAM T.K.,ERODE,PH NO-9894345448 | BMNLR1 | Airtel | Tamil Nadu | GBT
IN-1072565 | CHINAYAGOUNDANVALASU | 10.6516 | 77.7277 | OPEN LAND OF MR.BALUSAMY,NO-97/33,MULANUR VIA,CHINAYAGOUNDANVALASU VILLEGE 7 P.O.,DHARAPURAM T.K.,ERODE,PH NO-9486687557 | CGPLM1 | Airtel | Tamil Nadu | GBT
IN-1072606 | CHITTAMBALAM | 10.96 | 77.2913 | KUMARASWAMY&PALANISWAMY,S/O.Lat.CHENNISWAMY GOUNDER,NO:2/13,CHITTAMBALAM(V)(P),PALLADAM)Tk),COIMBATORE(Dt),PH:9942413915(PP). | CHITT1 | Airtel | Tamil Nadu | GBT
IN-1072690 | CHINNARIPALAYAM | 11.2124 | 77.2801 | KARUPPUSAMI GOUNDER,S/O.RAMASAMI GOUNDER,NO:2/154,I KALLAR THOTTAM,CHINNARIPALAYAM(V),KARGAMPALAYAM(P),AVANASHI(TK),COIMBATORE(DT),PH:04296-272634. | CHNPM1 | Airtel | Tamil Nadu | GBT
IN-1060867 | CHENGAPPALLI | 11.1985 | 77.4222 | P.Lakshmi Ammal, W/O, P.Periasamy Gounder, 1/61, Nh Main Road, Chengapalli, Perundadurai Tk , Erode | CHPL1 | Airtel | Tamil Nadu | GBT
IN-1062190 | K. CHETTIPALAYAM | 11.0709 | 77.3725 | NEW NO:1/268, K.CHETTIPALAYAM, K.N.P.POST,THARAPURAM ROAD,TIRUPUR-6 41 608 PH.NO.0421-2425122 | CHTPM1 | Airtel | Tamil Nadu | RT Tower
IN-1072782 | CHINAKAMPATTY | 10.7423 | 77.66 | OPEN LAND OF MR.KANDASAMY,CHINAKAMPATTY VILLEGE,VELAVAVIPUDUR P.O.,DHARAPURAM T.K.,ERODE,PH NO-04242-228966 | CNKPT1 | Airtel | Tamil Nadu | GBT
IN-1072784 | CHINNAMARUDUR | 10.7491 | 77.8124 | OPEN LAND OF MR.A.PALANISAMY,NO-3/134,CHINNAMARUDUR VILLEGE & P.O.,DHARAPURAM T.K.,ERODE,PH NO-04202-265081 | CNMDR1 | Airtel | Tamil Nadu | GBT
IN-1059634 | CHINNAKKAMPALAYAM | 10.7088 | 77.4586 | Mrs. Jayapadma, W/O. Mr. Raghuram, Sf No. 42, Re Survey No.91, Chinnakkapalayam Village, Dharapuram Tk, Erode Dt- 638657, Ph: 92454 63996 (Acq By Capital) | CNPLM1 | Airtel | Tamil Nadu | GBT
IN-1059625 | DASANAICKENPATTI | 10.8932 | 77.6722 | MR.P.LLAMUTHU, NO:1/194-A, KUMARAVALASU MULAYAMPONDI POST, VELLAKOIL VIA, KANGEYAM, TIRUPUR DT | DNPTI1 | Airtel | Tamil Nadu | GBT
IN-1122847 | DHARAPURAM | 10.7308 | 77.5219 | Sri Karuna Marriage Hall, 52/1, Vittalabai Cross St | DRPM1 | Airtel | Tamil Nadu | RT Tower
IN-1061403 | DHARAPURAM | 10.7376 | 77.5257 | R.K.R COMPLEX, 448 , BIG BAZAAR STREET(MR. K. MANI PH:04258 220621) | DRPM2 | Airtel | Tamil Nadu | RT Tower
IN-1062693 | ANNA NAGAR | 10.7353 | 77.5196 | S.MUTHURAJ,OLD.S.F.NO.374/14,NEWT.S.NO.89,WARDNO.7,BLOCKNO.5,NELLAIMUTHUDEPARTMENTALDTORES,NO.108,ANNA NAGAR,POLLACHI ROAD,DHARAPURAM,ERODE DIST-638656.PH:9442322937 | DRPM3 | Airtel | Tamil Nadu | RT Tower
IN-1062686 | CHURCH ROAD | 10.7325 | 77.5274 | MR.C.VELUSAMY,T.S.NO.157,T.S.NO.157/3,NO.4/5,CHURCH STREET,DHARAPURAM,ERODE DIST-638657,PH:9442220688 | DRPM4 | Airtel | Tamil Nadu | RT Tower
IN-1060068 | NATESHAN NAGAR | 10.7251 | 77.5218 | MR.D.MANIAN,S/O.PONNUSAMY,76/39,GANDHIPURAM,UDUMALAIMAIN ROAD,OPP.VINAYAGARKOVIL,DHARAPURAM9638656.PH:9443465966,9865196547 | DRPM5 | Airtel | Tamil Nadu | GBT
IN-1060136 | DHARAPURAM CHECK POST | 10.7279 | 77.5468 | MR.S.THIRUMALAISAMY,S.F.NO.2456,2456B,NO.153,PALANI ROAD,ACHIYUR POST,DHARAPURAM DIST-638 656.PH-04258 220545/220347 | DRPM6 | Airtel | Tamil Nadu | GBT
IN-1060240 | MAHARANI COLLEGE | 10.7627 | 77.5135 | MRS.THENMOZHI,W/O.K.MURUGESHAN,SF.NO.56/2,62/2A,NO.135,THAVETHAR THOTTAM,NANGIYAMPALAYAM,DHARAPURAM,ERODE DIST.-638 657.PH:98655-83745 | DRPM7 | Airtel | Tamil Nadu | GBT
IN-1073213 | ERAGAMPATTY | 10.8268 | 77.3879 | OPEN LAND OF MRS.A.LAKSHMI,NO-17/173,ERAGAMPATTY,SALAYAPALAYAM P.O.,DHARAPURAM T.K.,ERODE,PH NO-9843811413 | ERAGA1 | Airtel | Tamil Nadu | GBT
IN-1086521 | GANAPATHIPALAYAM | 11.0921 | 77.5075 | MR.C.APPUKUTTY,S/O-CHENIMAMLI GOWNDAR,DR.NO-1/92,GAPATHI PALAYAM,THAMMARETTY PALAYAM (PO) KANGEYAM(VIA),ERODE (DIS)PH-9842735411,9442645211 | GNPYM1 | Airtel | Tamil Nadu | GBT
IN-1116163 | TIRUPUR RBSC | 11.102 | 77.3497 | R.Ramachandran,s/o Rathinasabapathy,19, Balaji Layout,Binni Compound,Thirupur.641401.Ph:98940 15410 | ITPR0037 | Idea | Tamil Nadu | RT Tower
IN-1074003 | JALLIPATTI | 10.8488 | 77.2744 | MRS.P.PARAMESHWARI @ EASWARI S/O.PACHIAPPAN,SF.NO.185/3,NO.213,JALLYPATTI POST,PALLADAM TALUK,COIMBATORE DIST.-641671.PH:9976263170 | JALLI1 | Airtel | Tamil Nadu | GBT
IN-1116890 | KALIPALAYAM | 10.7573 | 77.3327 | A.Chithamparam, S/O.Appukuttai Gounder, S.F.No.98/4.Kalipalayam, Sangattupalayam(Po), Pullavadi(Via), Dharapuram(Tk), Erode-638503. Ph.9442161191 | KALIM1 | Airtel | Tamil Nadu | GBT
IN-1074153 | KALINATHAPALAYAM | 11.0405 | 77.368 | na | KALIN1 | Airtel | Tamil Nadu | GBT
IN-1059747 | KAMBLIAMPATTI | 10.9788 | 77.6094 | Mr.P.Muthukumar,Re.Sf.No.606,No.3/37,Bagavathypalayam,Veeranampalayam Post,Kangeyam Via.,Erode Dist.-638 701.Ph:98431-19486 | KAMBL1 | Airtel | Tamil Nadu | GBT
IN-1060822 | KADAKOTAI | 10.8102 | 77.7581 | MR.N.NALLASAMY,SF.NO.24/10,KADA KOTAI,KANNIVADI POST,CHINNADHARAPURAM VIA,DHARAPURAM TALUK,ERODE-639202.PH:98439-79572 | KDKTI1 | Airtel | Tamil Nadu | GBT
IN-1074245 | KIDATHURAI | 11.0526 | 77.2359 | KANDASWAMY,S/O.KRISHNASWAMY GOUNDER,KIDATTURAI(V),POOMALUR(P),MANGALAM(VIA),PALLADAM(TK),COIMBATORE(DT),PH:9965965452. | KDTRI1 | Airtel | Tamil Nadu | GBT
IN-1059663 | KODUVAI | 10.942 | 77.4375 | Open Land Of Dr.Raja Ram, Vivekananda Nursing Home , Dharapuram Road, Koduvai,Coimbatore(Dist). 9842732266. 0421-2312266 | KDVAI1 | Airtel | Tamil Nadu | GBT
IN-1060895 | KADAIYUR | 10.9845 | 77.4904 | ARUMUGA GOUNDER LAND, SAMBANTHAMPALAYAM, KADAIYUR | KDYR1 | Airtel | Tamil Nadu | GBT
IN-1059403 | KADAYAR KOUNDAM PALAYAM | 10.9892 | 77.5251 | K.Natarajan,Resurvey No: 426/2, Sona Pattian Thottam, Near Highway Hotel, Kadaiyur (P), Erode Dist-638701. Ph: 04257-220215 (Nh-67.(Kadaiyur To Kangeyam) | KKPLM1 | Airtel | Tamil Nadu | GBT
IN-1074363 | KALLUMADAIKUTTAI | 11.2532 | 77.3318 | MR.R.SUBRAMANIAM,S/O.RANGASAMY GOUNDER,OLD SF.NO.6/2,NEW SF.NO.6/2A,NEAR KALLUMADAI KUTTAI BUS STOP,NO.1/32,PANNADI THOTTAM,T.ANDIPALAYAM,MERKUPATHY POST,KANNATHUR VIA.,TIRUPPUR TALUK,COIMBATORE DIST. | KLMKT1 | Airtel | Tamil Nadu | GBT
IN-1074367 | KILANGUDAL | 10.7553 | 77.7267 | MRS.S.PALANIAMMAL,W/O.SELLAPPA GOUNDER,SF.NO.320B & 324B,NO.6/12,PERUMAL PALAYAM,KILANGUDI POST,DHARAPURAM TALUK,ERODE DIST.-638106.PH:04202-291121 | KLNDL1 | Airtel | Tamil Nadu | GBT
IN-1074388 | KALIVALASU | 10.7804 | 77.3937 | S.NATARAJ, S/O.SUBBIYA GOUNDER, NO.98.KALIVALASU(PO), ELLIS NAGAR(VIA), ERODE-638106. PH.04258-294925. | KLVSU1 | Airtel | Tamil Nadu | GBT
IN-1106457 | VARAPPALAYAM, KAMMALAPATTY | 10.8483 | 77.2475 | P.DURAIYAN, S/P.PALANIYAPPAN, SENATHAI PATHY GOUNDER THOTTAM, VARAPPALAYAM, KAMMALAPATTY(PO), KETHANUR(VIA), PALLADAM(TK), DOVAI-646671. 9442004250 | KMMAL1 | Airtel | Tamil Nadu | GBT
IN-1060909 | KUNDADAM | 10.8492 | 77.4483 | Selvaraj Land, Parambi Thottam, Opp To Khadi Bhavan, Kovai Road, Kundadam | KNDM1 | Airtel | Tamil Nadu | GBT
IN-1061487 | KANGEYAM | 11.0014 | 77.5675 | Govindaraj Bldg., Karur Road, (Opp. To Petrol Bunk) , Kangeyam. | KNGM2 | Airtel | Tamil Nadu | RT Tower
IN-1062602 | TIRUPUR ROAD | 11.0096 | 77.5519 | MRS.C.KAMALAM,W/O.MR.CHINNAPPAN,R.S.NO.528/1B,NO.176,KARTHIGAINAGAR,KANGEYAM,ERODEDIST-638701.PH:9865255858 | KNGM4 | Airtel | Tamil Nadu | GBT
IN-1060072 | DHARAPURAM ROAD | 10.9935 | 77.5662 | MRS.M.VENNILA,W/O.MR.KAMALESAN,S.NO.1257/1A,R.S.NO.787/8,SITENO.28&29,SWAMY NAGAR,DHARAPURAM ROAD,NEARKANGEYAMCOURT,KANGEYAM,ERODE DIST-638701.PH:9443839462 | KNGM5 | Airtel | Tamil Nadu | GBT
IN-1074459 | KODAPALAYAM | 11.1316 | 77.2458 | K.SHANUMUGAM,S/O.KRISHNASWAMY GOUNDER,NANDAVANATHOTTAM,KODAPALAIYAM(V),VANJPALAYAM(P),PALLADAM(Tk),COIMBATORE(Dt),PH:04212346121. | KODAM1 | Airtel | Tamil Nadu | GBT
IN-1074484 | KOPANAKAVUNDAMPALAYAM | 10.8041 | 77.4604 | OPEN LAND OF MR.K.GOVINDARAJ,KOPANAKAVUNDAMPALAYAM VILLEGE,SURYANALUR P.O.,DHARAPURAM T.K.,ERODE,PH NO-9976294370 | KOPAN1 | Airtel | Tamil Nadu | GBT
IN-1059141 | KOLATHUPALAYAM | 10.763 | 77.583 | OPEN LAND OF MR.R.SHIVARAJ(VALAYANGAR THOTA),29/39.KARUR MAIN ROAD,KOLATHUPALYAM,DHARAPURAM TK,ERODE DIST,PH-04258-241536 | KOPLM1 | Airtel | Tamil Nadu | GBT
IN-1074521 | KALIPALAYAM | 11.0709 | 77.4174 | OPEN LAND OF MR.M.KANDASAMY,KALIPALAYAM VILLEGE,VIJAYAPURAM P.O.,TIRUPUR T.K.,CBE,PH NO-9345566588 | KPLYM1 | Airtel | Tamil Nadu | GBT
IN-1059508 | KARAIPUDUR | 11.0576 | 77.306 | Ponusamy , Vakkil Compound , Sf No. 5/2, Naranapuram Village, Karai Pudur, Arul Puram(P0), Palladam Tk, Coimbatore - 641605, Ph:98422 64175 , 0421-2214030 ,2214619 (Acq By Capital) | KRPDR1 | Airtel | Tamil Nadu | GBT
IN-1060435 | KARAIYUR | 10.7659 | 77.5996 | K.R.Govindasamy,Ramesh Rice Mill back side, Karur Main Road, Karaiyur - 638 661,98420 64449 / 04258 - 241 937 | KRYUR1 | Airtel | Tamil Nadu | GBT
IN-1107036 | KATHANKANNI | 11.1117 | 77.479 | V.SUBRAMANIAN(JEEVA DRIVER), S/O.VEERAPPANDI, KATHANKANNI(PO), THIRUPPUR(VIA), GANGEYAM(TK)-641 604. PH.04257-245655. 9788655457 | KTNGN1 | Airtel | Tamil Nadu | GBT
IN-1074581 | KEETHANUR | 10.9053 | 77.2712 | MR.CHINNA SAMY GOUNDER S/O MURUGASAMY GOUNDER,VADAKAL THOTTAM,MANTHIRIPALAYAM(P),TIRUPUR(T.K),COIMBATORE(D.T),PH:04255-279334. | KTNUR1 | Airtel | Tamil Nadu | GBT
IN-1074585 | KUTTAPALLI | 11.2791 | 77.2683 | PALANI SAMI,S/O.NACHIAPPA GOUNDER,THANDUTHOTTAM,KUTTAPALLI(V),THAMARAIKULAM(P),AVANASHI(TK),COIMATORE(DT),PH:04296-293025. | KTPLI1 | Airtel | Tamil Nadu | GBT
IN-1074606 | KUNGUMAMPALAYAM | 10.8639 | 77.3443 | OPEN LAND OF MR.RAMASAMY,NO-18/75,KUNGUMAMPALAYAM,NANDAVANAMPALAYAM P.O.,DHARAPURAM T.K.,ERODE,PH NO-04258-266151 | KUNGU1 | Airtel | Tamil Nadu | GBT
IN-1246711 | KULIPALAYAM | 11.1429 | 77.3834 | Mr.P.Palanisamy, S/o.Papp naicker, SF No:501/3, No:5/228-A, kulipalayam, Vavipalayam post, Tirupur-641666, 9344653144 | KUPLM1 | Airtel | Tamil Nadu | GBT
IN-1059148 | LAKKNAICHENPATTY | 10.8723 | 77.6433 | S.Annakodi Land, Sf No: 529/1, Opp To Velmurugan Marriage Hall, Lakkamanaickenpatti, Kangeyam, Erode - 638111 | LMPTI1 | Airtel | Tamil Nadu | GBT
IN-1274501 | LPS EXPORTS | 11.0411 | 77.5203 | K.KANDASAMY S/O KUPPANAGOUNDER OLD S.F.NO.1234/1,NEW S.F.NO.789/2,SIVAMALAI VILLAGE,PERUMALMALAI ,KANGEYAM TK,TIRUPUR DT.PH.9750597396 | LPSXP1 | Airtel | Tamil Nadu | GBT
IN-1074708 | MANUR | 11.1076 | 77.452 | OPEN LAND OF MR.SUNDARAVADIVEL,NO-3/378,MANUR VILLEGE & P.O.,TIRUPUR T.K.,CBE,PH NO-9894615550 | MAANR1 | Airtel | Tamil Nadu | GBT
IN-1059323 | MADAPPUR | 10.9797 | 77.3211 | Mr. Marappa Goundar, Sf No:702/3, Madapur, Behind Co-Operative Bank, Palladam Main Road, Coimbatore Dist-641664. | MDPUR1 | Airtel | Tamil Nadu | GBT
IN-1060812 | MEENAXIPURAM | 10.7457 | 77.5461 | MR.R.NATARAJ,S.F.NO.2600A&B,NO.104,KARUR ROAD,KOLINJIVADI POST,DHARAPURAM,ERODE DIST-638 673.PH-9443997210/04258-224261 | MEENA1 | Airtel | Tamil Nadu | GBT
IN-1070800 | METTUPALAYAM(MANGALAM) | 11.0879 | 77.2475 | THIRUMOORTHY,S/O.SIVAGANAPATHIAPPAN,METUPALAYAM(V),POOMALUR(P),PALLADAM(TK),COIMBATORE(DT).9994944760. | METPM1 | Airtel | Tamil Nadu | GBT
IN-1060929 | MANGALAM | 11.1026 | 77.2714 | S.Padmanabhan, # 102-A, Palka Thottam, Mangalam, Thirupur Tk, Coimbatore | MGLM1 | Airtel | Tamil Nadu | GBT
IN-1059157 | MURUGANPALAYAM | 11.0825 | 77.3236 | P.Muthukumarasami, Sf No: 174/2, No:3/42, Krp Illam, Muruganpalayam, Iduvampalayam Post, Tirupur Tk, Coimbatore - 641687 / 98651- 99554-0421-2261346 | MGPLM1 | Airtel | Tamil Nadu | GBT
IN-1060931 | MAARAKANAM1-MULANOOR | 10.7944 | 77.7114 | P KARPAGAM, W/O PALANISAMY, 10 SUBBIAH GOUNDER STREET, BHUVANESH TEX, MULUR - 638106 - - PHONE : 94438 40388, 228077, 227088 | MLNR1 | Airtel | Tamil Nadu | GBT
IN-1070922 | MUNGA NALALAMPALAYAM | 10.8311 | 77.7659 | MR.C.CHELLAMUTHU,S/O.CHINNUSAMY GOUNDER,SF.NO.460/B,NO.12/87,MONGA NALLAM PALAYAM,ERACHAPADI POST,CHINNA DHARAPURAM,DHARAPURAM TALUK,ERODE DIST.-639202.PH:98428-85370 | MNGPM1 | Airtel | Tamil Nadu | GBT
IN-1060622 | MANAKKADAVU | 10.6744 | 77.5456 | MR.K.KARUPPASAMY, S/O.KANDASAMY GOUNDER, OLD SF. NO.510/L, R.S.NO.756/1, UMA STORES, MANAKKADAVU POST, DHARAPURAM-TK, ERODE DISST - 638 673. PH:04258 - 244204 | MNKDU1 | Airtel | Tamil Nadu | GBT
IN-1070930 | MANALUR | 10.8693 | 77.7782 | OPEN LAND OF MR.PONATHA,NO-109/26,MANALUR VILLEGE,ORATHAPALAYAM P.O.,MULANUR VIA,DHARAPURAM T.K.,ERODE,PH NO-9842763244 | MNLUR1 | Airtel | Tamil Nadu | GBT
IN-1070978 | MURUGANDAPALAYAM | 11.2489 | 77.2075 | R.PALANISAMI,S/O.RAMAN GOUNDER,MURUGANDAPALAYAM(V)(P),SENGUKOTTAIKARATHOTTAM,AVANASHI(Tk),COIMBATORE(Dt),PH:9486477369. | MRGND1 | Airtel | Tamil Nadu | GBT
IN-1252996 | MUTTAIKADU | 11.1795 | 77.4769 | Mr.S.K.Kulandaisamy, S/o.Late kandasamy, SF No:8/9, Muthan kadu, Sirukalnji post, perundurai Tk, Erode-638751, | MUKDU1 | Airtel | Tamil Nadu | GBT
IN-1071013 | MUKU TARICHAMPALAYAM | 10.7455 | 77.7481 | OPEN LAND OF MR.LOGATHAN,MUKUTARICHAMPALAYAM VILLEGE & P.O.,DHARAPURAM T.K.,ERODE,PH NO-9486314040 | MUKUT1 | Airtel | Tamil Nadu | GBT
IN-1071098 | NALLUR | 10.8287 | 77.4431 | OPEN LAND OF MR.KARUNAKARAN,NO-2,NALUR VILLEGE,THEVARAJAPATNAM P.O.,DHARAPURAM T.K.,ERODE,PH NO-9865310216 | NALLU1 | Airtel | Tamil Nadu | GBT
IN-1127359 | NAMBIAMPALAYAM | 11.2069 | 77.2201 | Mr.K.Sundaraj, S/O.R.Krishnasamy, S.No.128/2, No.6/339, | NANBI1 | Airtel | Tamil Nadu | GBT
IN-1059422 | NADHAMPALAYAM | 11.1778 | 77.2449 | Mr. R.Palanisamy, Sf No: 305/3, Velayuthampalayam, Avanashi Taluk, Coimbatore-641654. Ph: 93650-07865 / 0421-271667 (Nh47 -Between Avinashi To Thakkalai) | NDMPM1 | Airtel | Tamil Nadu | GBT
IN-1071254 | NADUVACHERY | 11.2299 | 77.2822 | A.SUNDAR RAJAN,S/O.AVASHI GOUNDER,NO:3/51,KOTTAIKADU ST,DUVANCHERI(V),KARGANKADUPUDUR(P),AVASHI(TK),COIMBATORE(DT),PIN-641651,PH:9345651591. | NDVCR1 | Airtel | Tamil Nadu | GBT
IN-1070936 | MANUR PALAYAM | 10.8114 | 77.3321 | MR.A.ARUMUGAM, S/O.ANGAMUTHU, S.NO.924B NO.8/106, MAANUR PALAYAM, VELLAMPATTY POST, KUNDADAM VIA., DHARAPURAM - TK, ERODE DIST - 638 106. PH:94861 87549 | MNPLM1 | Airtel | Tamil Nadu | GBT
IN-1127389 | NANDAVANAMPALAYAM | 10.8424 | 77.3629 | Mr.R.Natraj,S/O.Ramasamy,Sf.No.701,No.7/9,Nandavanam Palayam Post | NDVPM1 | Airtel | Tamil Nadu | GBT
IN-1060823 | NATHANADU | 10.8123 | 77.7857 | MR.S.CHIDAMBARAM,S/O.RANGARAYA GOUNDER,NO.73-A,KANNIVADI POST,CHINNA DHARAPURAM VIA,ERODE DIST.-639 202.PH:98439-79572 | NNADU1 | Airtel | Tamil Nadu | GBT
IN-1059768 | NANJIYAMPALAYAM | 10.7757 | 77.5062 | Mr Arusamy Gounder,Kariakali Thottam,Nanjiyampalayam,Dharapuram-Taluk.Ph#9443244339 | NNJMP1 | Airtel | Tamil Nadu | GBT
IN-1241655 | NARANAPURAM | 11.0485 | 77.2908 | Mr Saminathan, S/o, Palanisamy Gounder, SF NO.89, DOOR NO. 850/A, Ariyoile Nager, Arumutha Palayam, Naranapuram vil, Tirupur.ph;04255-255517 | NRNPM1 | Airtel | Tamil Nadu | GBT
IN-1066589 | NEERAIYUR | 10.8146 | 77.3024 | P.KUPPUSWAMY GOUNDER,S/O.PALANISWAMY GOUNDER,NO:32,NEERAIYUR(V),CHENJIRIPUDUR(P),PALLADAM(Tk),COIMBATORE(Dt),PH:04255-293142. | NRYUR1 | Airtel | Tamil Nadu | GBT
IN-1061635 | NEW TIRUPUR-2 | 11.2087 | 77.3265 | Plot No: 30, Sf No: Part Of 570,580 & 582, Nethaji Appearal Park, Eettiveranpalayam, New Tirupur - Contact Person : Ragunath 9443499016 | NTIR2 | Airtel | Tamil Nadu | RT Tower
IN-1060948 | OLAPPALAYAM | 10.9614 | 77.6414 | N. Gunasekaran Land, Sf No.778/4, Opp To Bharat Matric School, Karur Main Road, Olappalayam | OLPM1 | Airtel | Tamil Nadu | GBT
IN-1066874 | PEDDAMPALAYAM | 11.0065 | 77.3334 | M.PONNUSWAMY,S/O.MUTHUSWAMY GOUNDER,KOTHUKADU THOTTAM,PEDDAMPALAYAM(V),GAPATHIPALAYAM(V),PALLADAM(T), TIRUPUR(DT) | PDMPM1 | Airtel | Tamil Nadu | GBT
IN-1059629 | PUDHUPAI | 10.8627 | 77.7217 | Mr.K.Karruppana Gounder, Sf No: 110/4, , 3/125, Vilakattupudur, Pudhupai Post, Kasthuripalayam, Vellakoil Via, Dharapuram Tk, Erode - 638 111 ( Land Adjacent To Petrol Bunk ) | PDPAI1 | Airtel | Tamil Nadu | GBT
IN-1061054 | PADIYUR | 11.0623 | 77.4926 | P.Subramaniam, Sf No. 394-C, Mandha Kadu, Vadakku Palayam, Padiyur, Main Road, Kangeyam T.K, Ph: 04257-245131 / 94422 45131 (Acquired By Raghu) | PDYUR1 | Airtel | Tamil Nadu | GBT
IN-1066943 | PERIYA KUMARPALAYAM | 10.7726 | 77.312 | OPEN LAND OF MR.A.MAGESH,AANDAVAR KALAM,MANIYAKARAR THOTTAM,PERIYA KUMARPALAYAM,DHARAPURAM T.K.,ERODE,PH NO-9842049331 | PKPLM1 | Airtel | Tamil Nadu | GBT
IN-1060967 | PALLADAM | 10.9964 | 77.2764 | SF NO 334/1, PERIYAR GAR, MANIKAPURAM ROAD, PALLADAM - 641664. | PLDM1 | Airtel | Tamil Nadu | GBT
IN-1062248 | PALLADAM | 10.9956 | 77.2855 | Mrs.P.A.Sajitha Banu,S.F.No.587/19,No.9/10,Gandhi Road,Opp.To Police Station,Palladam,Coimbatore-641 664.Ph:93603-28593,04255-253139 | PLDM2 | Airtel | Tamil Nadu | RT Tower
IN-1062617 | MANGALAM ROAD | 11.0022 | 77.2857 | MR.S.MARIMUTHU,S/O.SUBBEGOUNDER,S.NO.239,NO.239,SUDHA COMPLEX,SUDHAEXPORTS,MANGALAM ROAD,PALLADAM,COIMBATORE DIST-641664.PH:04255-252702/9443345070 | PLDM3 | Airtel | Tamil Nadu | RT Tower
IN-1062676 | ANNA NAGAR | 10.9984 | 77.2741 | MR.K.SRINIVASAN,SF.NO.310/4,NO.15/1,ANNA NAGAR,NEAR WATER TANK,PALLADAM,COIMBATORE DIST.-641 664.PH:98650-75290 | PLDM4 | Airtel | Tamil Nadu | RT Tower
IN-1062730 | INDIRA NAGAR | 10.9951 | 77.2922 | MR.AS.DHARMALINGAM,S/FNO.591/2,&594/A4,NO.9/1,NEARALANGARTHEATRE,PALLADAM,COIMBATORE DIST-641664.PH:04255-254205 | PLDM5 | Airtel | Tamil Nadu | RT Tower
IN-1062562 | POLLACHI ROAD | 10.9902 | 77.2856 | M.LALITHAMANI,496,POLLACHI ROAD,PALLADAM,COIMBATORE-641664.PH:04255254540 | PLDM6 | Airtel | Tamil Nadu | RT Tower
IN-1060576 | TIRUPUR ROAD | 11.0014 | 77.2964 | NO.1/25 OORVAZHI THOTTAM RAYAR PALAYAM PALLADAM COIMBATORE DIST - 641664 ( NEAR CHITHRA MESS ), | PLDM7 | Airtel | Tamil Nadu | GBT
IN-1116914 | PALLIPALAYAM | 11.0661 | 77.2365 | C.M.PONNUSWAMY, S/O.MUTHUKUMARASWAMY, 163/3.RAWUTHAN THOTTAM, SALA GUDOWN, PALLIPALAYAM, PALLADAM(TK), COIMBATORE(DT)-641 663. PH.9976764838 | PLLPM1 | Airtel | Tamil Nadu | GBT
IN-1270509 | PONGUPALAYAM | 11.1724 | 77.3235 | K Rathinasamy s/o Karuppusamy SF No 167/7 Pongupalayam Tiruppur 641666 9600522537 9171093020 | PNGYM1 | Airtel | Tamil Nadu | GBT
IN-1060759 | KANDAIN KOIL | 11.0155 | 77.4726 | MR.GOVINTHASAMY,P.K.PALAYAM ROAD,KANTIYAM KOIL POST,PONGALAR TIRUPUR-PH-98946 17070 | PNKLR1 | Airtel | Tamil Nadu | GBT
IN-1086836 | PONAPURAM | 10.7006 | 77.3896 | OPEN LAND OF MRS.REVATY,W/O-KUMAR,AARANMAI,POPURAM VILLEGE & P.O.,DHARAPURAM T.K. | PNPRM1 | Airtel | Tamil Nadu | GBT
IN-1066991 | PANAKATUVALASU | 10.7185 | 77.7467 | OPEN LAND OF MR.VELUSAMY,PANAMKATUVALASU VILLEGE,PATUTHURAI P.O.,DHARAPURAM T.K.,ERODE,PH NO-9486693290 | PNTLS1 | Airtel | Tamil Nadu | GBT
IN-1270897 | POLLIKALAPALAYAM | 11.0363 | 77.3886 | MRs GOVINDAMMAL DNO 2/103 SENTHOTTAM POLLIKALAIPALAYAM POST TIRUPPUR 641665CELL98942 63555 | POLKM1 | Airtel | Tamil Nadu | GBT
IN-1066999 | PONNAMAL PUDUR | 10.7254 | 77.7956 | OPEN LAND OF MR.S.RATNASAMY,NO-6/28,PONAMALPUDUR,PICHAIKALPATTY P.O.,DHARAPURAM T.K.,ERODE,PH NO-04202-265078 | PONAM1 | Airtel | Tamil Nadu | GBT
IN-1060975 | PONGALUR | 10.9706 | 77.3717 | N. Selvaraj, Ramamoorthy Nagar, Trichy Road, Pongalur - 641 667 | PONG1 | Airtel | Tamil Nadu | GBT
IN-1060358 | POONIVADI | 10.7014 | 77.6439 | MR.T.SELVARAJ,3/10,OORE THOTTAM,PONNIVADI POST,DHARAPURAM TALUK,ERODE DIST.-638673.PH:PH:0420-2+2+22631/9865358180 | PONVD1 | Airtel | Tamil Nadu | GBT
IN-1067009 | PULLIYAPPAMPALAIYAM | 10.9357 | 77.2771 | K.KRISHNASAMY, S/O.KRISHNASAMY NAIDU, NO.4/62.PULLIYAPPAM PALAYAM, VENKATTAPURAM(PO), PALADAM(TK), COIMBATORE-641664. PH.04255-279482. | PPMPM1 | Airtel | Tamil Nadu | GBT
IN-1274268 | PULIYAMPATTI | 10.9359 | 77.216 | D Brahmanandan S/o Dhamodarasamy Naidu 12 Alagu Nagar Civil Airport Po Coimbatire 641014 site add S No 91/3B puliyampatti village palladam tk tirupur Dt Ph 9942815383 | PPYPT1 | Airtel | Tamil Nadu | GBT
IN-1067019 | PARAMASVARAM PALAYAM | 11.0877 | 77.2256 | S/O,PALANI GOUNDER, SAAVADI THOTTAM, PARAMASIVAM PALAYAM, PALLAPALAYAM POST, PALLAD AM TALUK, COIMBATROE DIST-641663., | PRMES1 | Airtel | Tamil Nadu | GBT
IN-1067024 | PERUMARAI | 11.0639 | 77.3877 | C.JAGANATHAN S/O CHALLAPPA GOUNDER,4/330 KOVIL VALI,PARAI THOTTAM,MUTHUNAMPALAYAM (P.O),TIRUPUR-5,PH:9986654706 | PRMRI1 | Airtel | Tamil Nadu | GBT
IN-1106864 | PERAMIUM | 10.8152 | 77.6273 | KRISHSAMY,S/O.RANGASAMY,NO.46.PERAMIUM(PO),DHARAPURAM(TK),ERODE(DT).PH.04202-248322 | PRMUM1 | Airtel | Tamil Nadu | GBT
IN-1067033 | PERURUNGARUNAPALAYAM | 11.1679 | 77.267 | A.MUTHURATINAM,S/O.AMMASAIAPPAN,NO:2/52,PARAIYAN THOTTAM,PERIYAGARUNAPALAYAM(V),VELADHUM(P),AVANASHI(TK),COIMABATORE(DT),PH:9976260064. | PRPLM1 | Airtel | Tamil Nadu | GBT
IN-1067042 | PERIYA OOLAPALAYAM | 11.2623 | 77.2926 | RACKIYAN GOUNDER,S/O.KUMARAPPA GOUNDER,VADUGAPALAYAM(P),AVANASHI(TK),COIMBATORE(DT). | PRYPM1 | Airtel | Tamil Nadu | GBT
IN-1067057 | POTHAMPALAYAM | 11.2899 | 77.2354 | SUPPA GOUNDER,S/O.RANGAIAH GOUNDER,POTHAMPALAYAM(V)(P),SAVUKATTUPALAYAM(VIA),AVASHI(TK),COIMBATORE(DT). | PTHPM1 | Airtel | Tamil Nadu | GBT
IN-1270172 | PERIYAKURUMBAPALAYAM | 11.2271 | 77.2416 | Mr. E Rajhendhran S/o Easwaramoorthy 1/27A Kurumbapayam S. Euur Main Road Avinasi Tirrupur Dt 641 654 | PYKBM1 | Airtel | Tamil Nadu | GBT
IN-1059613 | S.PERIYAPALAYAM | 11.1318 | 77.4039 | Mrs.R.Kanniyammal, S.F.No.194/1,2,3,4&5, No.3/469, Uthukuli Road, S.Periyapalayam Post, S.Periyapalayam, Tiruppur - 641 607. Ph:93446-48832 (S.Raghunathan - 98653 99061) | PYPLM1 | Airtel | Tamil Nadu | GBT
IN-1059567 | RUDRAVATHI | 10.8671 | 77.4072 | R.Kuppuraj, Sf No: 275/5, Kovai Road, Rudravathy Post, Kundadam Via, Dharapuram Tk, Erode -638 702. Ph: 04258-266493 | RDVTI1 | Airtel | Tamil Nadu | GBT
IN-1264890 | RAMAYAMPALAYAM | 11.2667 | 77.2225 | 1.MR.R.K.PALANISAMY,2. R.K.KUMARESAMOORTHI, S/O,KARUPUSAMYGOUNDER,SF No: 591/1, 592/1 B2,CHETTHITHOTTAM,RAMAYAPALAYAM,THANDUKARAYANPALAYAM-P.O,AVINASHI.T.K,TIRUPPUR-DT.PH:9942549752 | RMPYM1 | Airtel | Tamil Nadu | GBT
IN-1269059 | RAYANKOVIL | 11.1788 | 77.2692 | MR SHANMUGAM RAYANKOVIL KASIGOUNDAN PUDUR PO AVINASHI TIRUPPUR 641654 CELL 9486242546 | RYKVL1 | Airtel | Tamil Nadu | GBT
IN-1264353 | SASURIE COLLEGE | 11.2156 | 77.4913 | AMMASI GOUNDER, | SASUR1 | Airtel | Tamil Nadu | GBT
IN-1062147 | SEVUR | 11.2428 | 77.2375 | K.RAMASAMY, 206, PULIAMPATTI ROAD, K.P BAKERY, KAIKATTI, SEVUR, COIMBATORE - 641655, PH: 04296-287912 / 287297 (ACQUIRED BY RAGHU) | SEVR1 | Airtel | Tamil Nadu | RT Tower
IN-1067375 | CHOKKANUR | 11.2883 | 77.3579 | OPEN LAND OF MR.S.AMMAVASAIKUTY,NO-2/132,SOKANUR VIL & P.O.,TIRUPUR T.K.,CBE,PH NO-04294-263112 | SKANR1 | Airtel | Tamil Nadu | GBT
IN-1116886 | SELAMPALAYAM | 10.6502 | 77.4384 | Open Land Of Mr.Senthil, Selampalayam Villege & P.O.,Dharapuram T.K.,Erode,Ph No-9365830676 | SLMPM1 | Airtel | Tamil Nadu | GBT
IN-1067398 | SAMAN KARAI | 10.7044 | 77.7742 | OPEN LAND OF MR.RAMASAMY,NO-55,SAMBANAGARAI VILLEGE & P.O.,DHARAPURAM T.K.,ERODE,PH NO-9443855561(MR.KARUPUSAMY) | SMBGR1 | Airtel | Tamil Nadu | GBT
IN-1116916 | SEMMANPALAYAMPUTHUR | 11.111 | 77.2322 | Palaniswamy,S/O.Kumarasan Gounder,Karruvelankadu Thottam, Semmadampalayampudur(V)(P), Somanur(Via), Palladam(Tk), Coimbatore(Dt), Pin:614668,Ph:0421-2911442. | SMDPR1 | Airtel | Tamil Nadu | GBT
IN-1059223 | SEMMIPALAYAM | 11.0012 | 77.2242 | R.Eswaramoorthy, Sf No: 196/1, Narendra Nagar, Pallamarathu Kadu, Ksr Puram Post, Palladam Tk, Coimbatore - 641662 / 9363011567 | SMPLM1 | Airtel | Tamil Nadu | GBT
IN-1101270 | SENJERIPUTHUR | 11.359 | 77.4596 | MR.V.RAMASAMY,S/O.VELAPPA GOUNDER,SF.NO.203,203/2,NO.3/209,PANNAK KATTU THOTTAM,SENJERI PUTHUR POST,KETHANUR VIA.,PALLADAM TALUK,COIMBATORE DIST.-641671.PH:94424 17721 | SNJPR1 | Airtel | Tamil Nadu | GBT
IN-1274553 | SRI RAMANATHAN ENGINEERING COLLEGE | 11.184 | 77.4644 | Mr C Subramanian S/o Cellappagounder SFNo 64/1 64/2 Sowmiyaoilmill Reddipalayam Kasthuripalayam Po Uthukuli Tk Tiruppur Dt 638751 Ph9443060304 | SRECL1 | Airtel | Tamil Nadu | GBT
IN-1067462 | SIRUKALANJI | 11.1631 | 77.4898 | OPEN LAND OF MR.SUBRAMANIYAM,NO-48,SIRUKALANJI VILLEGE & P.O.,PERUNDURAI T.K.,ERODE,PH NO-9443944808 | SRKNJ1 | Airtel | Tamil Nadu | GBT
IN-1059824 | SURYANALLUR | 10.8235 | 77.4762 | Mr C Gopalakrishnan,Karovelankattu Thottam,Suryanallur,Dharapuram-Taluk.Ph#04258263509. | SRYLR1 | Airtel | Tamil Nadu | GBT
IN-1067503 | SITAKADA | 10.6833 | 77.5102 | OPEN LAND OF MR.A.MURUGESH,SITAKADA VILLEGE,KONDARASAMPALAYAM P.O.,DHARAPURAM T.K.,ERODE,PH NO-9443373298 | STKDA1 | Airtel | Tamil Nadu | GBT
IN-1059716 | THANNEER PANDAL | 10.9734 | 77.7211 | Mr.N.Senniyappa Gounder,S.F.No.1265,Bagyalakshmi Rice Mill,Anna Nagar,Thaneer Panthal,Mettupalayam Post,Vellakoil Via,Erode Dist.-638 111.Ph:04257-264717. | TAPDL1 | Airtel | Tamil Nadu | GBT
IN-1060045 | THIRUMALAIGOUNDANVALASU | 10.6646 | 77.618 | MR.V.THIRUMALAI GOUNDER,SF.NO.12/1,12/1B,THIRUMALAI GOUNDEN VALASU,POOSARIPATTY,KALLIMANDAYAM VIA.,OTTANCHATIRAM TALUK,DINDIGUL DIST-624616.PH.NO. | THMGN1 | Airtel | Tamil Nadu | GBT
IN-1061015 | THENNAMPALAYAM | 11.0869 | 77.3503 | 448/2, 5Th Cross, Thennampalayam, Tiruppur. | TIR02 | Airtel | Tamil Nadu | GBT
IN-1061809 | NEW MARKET ROAD | 11.0994 | 77.3475 | 84 New Market Road, Tirupur | TIR03 | Airtel | Tamil Nadu | RT Tower
IN-1061810 | EB OFFICE | 11.1028 | 77.3664 | Kunnangal Kadu, Kangeyam Main Rd, Tiruppur | TIR04 | Airtel | Tamil Nadu | RT Tower
IN-1061811 | PNROAD | 11.1197 | 77.3403 | 647B, PNROAD, TIRUPPUR-2 | TIR05 | Airtel | Tamil Nadu | RT Tower
IN-1061812 | APPACHINAGAR MAIN ROAD | 11.1161 | 77.3479 | 28 APPACHINAGAR MAIN ROAD, TIRUPUR | TIR06 | Airtel | Tamil Nadu | RT Tower
IN-1061813 | KADERPET | 11.1061 | 77.3394 | Workshop Road, Kaderpet, Tiruppur -7 | TIR07 | Airtel | Tamil Nadu | RT Tower
IN-1061814 | P.N.ROAD | 11.1119 | 77.3392 | Wellknowncomplex,346,P.N.Road,Tiruppur-2 . | TIR08 | Airtel | Tamil Nadu | RT Tower
IN-1061815 | KUMARANATHAPURAM | 11.1228 | 77.3347 | 97, Maruthachalapuram Main Rd, Kumaranathapuram, Tirupur-02 | TIR09 | Airtel | Tamil Nadu | RT Tower
IN-1061816 | NEW TIRUPUR BUS STAND | 23 | 70 | BALA BUILDING (HINDUSTAN BAKERY) 812, PN ROAD, NEW BUS STAND, TIRUPPUR. | TIR10 | Airtel | Tamil Nadu | RT Tower
IN-1062536 | RAJIV NAGAR | 11.1201 | 77.3188 | MR.V.MANOHARAN, S/O.VENKATACHALA GOUNDER, S.F.NO.506, RAJIV NAGAR, 5TH STREET, SAMUNDIPURAM, TIRUPPUR, COIMBATORE DIST - 641 603. PH: 98422 71553 | TIR100 | Airtel | Tamil Nadu | RT Tower
IN-1060682 | SIDCO ROAD | 11.1292 | 77.3958 | OPEN LAND OF MR.PAPPAIKAR , NO :209, KULATHIPALAYAM, BEHIND SRI KUMARAN AUTO WORKS, KOOLIPPALAYAM HALL ROAD, TIRUPUR - PH :9842746510 | TIR102 | Airtel | Tamil Nadu | GBT
IN-1060028 | P.N ROAD | 11.1828 | 77.3519 | MR.K.GURUTHASWAMY,S.NO.4B/3,KKINDUSTRY,P.N. ROAD,KAGAMPALAYAMPIRIVU,TIRUPOPUR,CBE DIST-641666,PH:9360336427 | TIR103 | Airtel | Tamil Nadu | GBT
IN-1062564 | GANDHI NAGAR-1 | 11.1319 | 77.3261 | MRS.S.CHITRAKALA,W/O.R.SUBRAMANIAM,S.NO.339,CHITRA COMPLEX,NO.16A,AVINASHI ROAD,TIRUPPUR,COIMBATORE DIST-641601.PH:9443737577 | TIR104 | Airtel | Tamil Nadu | RT Tower
IN-1062565 | SRI NAGAR SOUTH | 11.1368 | 77.3372 | MR.P.P.SAKTHIVEL,S/O.PALANISWAMYGOUNDER,S.F.NO.393/1,NO.8/296A,SHRI NAGAR,PITCHAMPALAYAMPUDUR POST,NEARTHAGULVIDYALAYA,TIRUPPUR,COIMBATORE DIST-641602.PH:9442351936 | TIR105 | Airtel | Tamil Nadu | RT Tower
IN-1062530 | BHARATI NAGAR | 11.0725 | 77.3406 | Mr.P.Arumugam, S/o.Ponnasamy gounder, 4/156, Bharthi Nagar, Palladam Main Road, Veerapandi Post, Tiruppur-2. | TIR106 | Airtel | Tamil Nadu | RT Tower
IN-1062719 | KONGU MAIN ROAD | 11.1195 | 77.3474 | MR.A.SUNDARAM/MRS.S.VASANTHI,SF.NO.542/2&543,TS.NO.15/2 &16/1A,NO.37/38,T.S.R.LAYOUT,KONGU MAIN ROAD,TIRUPPUR,COIMBATORE DIST.-641 607.PH:94432 28190/0421-228190 | TIR108 | Airtel | Tamil Nadu | RT Tower
IN-1062652 | BRIDGE WAY COLONY | 11.1144 | 77.3434 | MRS.S.ANTHI/MS.D.SHANTHI,SF.NO.664.TS.NO.1162/28/2,NO.32,BRIDGE WAY COLONY EXTN.,MAIN ROAD,TIRUPPUR,COIMBATORE DIST.-641 607.PH:0421-2245552/2245554 | TIR109 | Airtel | Tamil Nadu | RT Tower
IN-1061817 | KPN COLONY | 11.1097 | 77.3511 | Suresh Illam, 21 Kpn Colony, Third Cross, Tirupur. | TIR11 | Airtel | Tamil Nadu | RT Tower
IN-1062761 | MUTHU NAGAR | 11.1152 | 77.3537 | MRS. V.JAKI, NO.27, KG THOTTAM, NRK PURAM, TIRUPPUR, COIMBATORE DIST - 641 607. PH:99941 09545 / 0421-2222594 | TIR110 | Airtel | Tamil Nadu | RT Tower
IN-1062661 | KANGEYAM ROAD | 11.1055 | 77.3567 | MR.S.ZUBAIR AHAMED,TS.NO.457,NO.18,SORPURI LAYOUT,KOMBAI THOTTAM,KANGEYAM ROAD,TIRUPPUR,COIMBATORE DIST.-641 604.PH:94862 19447 | TIR111 | Airtel | Tamil Nadu | RT Tower
IN-1062727 | VENKATESH NAGAR | 11.1024 | 77.361 | MRS.MUTHULAKSHMI/MR.S.SENTHILKUMAR/S.SAKTHIVEL,SF.NO.44/2,NO.33,VENKATESHWARA GAR,KANGEYAM ROAD,TIRUPPUR,COIMBATORE DIST.-641 604.PH:93442 60902/99652 22251 | TIR112 | Airtel | Tamil Nadu | RT Tower
IN-1062714 | JAI NAGAR | 11.1032 | 77.3816 | MR.V.ARUCHALAM,SF.NO.181,NO.100,JAI GAR,1ST STREET,KANGEYAM ROAD,TIRUPPUR,COIMBATORE DIST.-641 606.PH:94430-55146(REMARKS:MR.SRIDHAR'S FATHER IS MR.ARUNCAHALAM) | TIR113 | Airtel | Tamil Nadu | RT Tower
IN-1062845 | KUMARANATHAPURAM | 11.1254 | 77.3391 | MR. DHANDAPANI,114/160 THANGAM MEDICALS, KUMARANTHA PURAM, PICHAM PALAYAM ROAD, TIRUPUR- 641602.. PH- 0429-4260881, 4260381 | TIR115 | Airtel | Tamil Nadu | RT Tower
IN-1062762 | ATHUPALAYAM ROAD | 11.1474 | 77.3214 | MRS.P.LAKSHMI,W/O.LATE PONNUSWAMY,SF.NO.381/1&382/1,NO.124,MARIYAMMAN KOVIL STREET,ATHUPALAYAM ROAD,ANUPAR PALAYAM,TIRUPPUR,COIMBATORE DIST.-641 652,PH:98426-90633 | TIR117 | Airtel | Tamil Nadu | RT Tower
IN-1060416 | ANAIPUDUR | 11.175 | 77.2956 | MRS.S.KARUNAI AMMAL,W/O.MUTHUSAMY,SF.NO.245/2,NO.5/46,AVINASHI ROAD,AVINASHI LINGAM PALAYAM,PALANGARAI POST,AVANISHI TALUK,COIMBATORE DIST.-PH:94427 20259 | TIR118 | Airtel | Tamil Nadu | GBT
IN-1060464 | JYOTI NAGAR | 11.0725 | 77.3298 | R. BALASUBRAMANIAM, 29, LRG LAYOUT, 3 RD STREET, ABT ROAD, TIRUPUR- 641604.. PH- 0421-2204268 | TIR119 | Airtel | Tamil Nadu | GBT
IN-1062828 | POOLAPATTATI | 11.1594 | 77.3589 | MR.A.MURUGASAMY,S/O.ARUNACHALLA GOUNDER,VIGNESHWARA NAGAR(NORTH),NO.8/692,POOLAPATTATI POST,TIRUPPUR,COIMBATORE DIST.-2.PH:98941 16613 | TIR120 | Airtel | Tamil Nadu | RT Tower
IN-1062800 | GANDHI NAGAR-2 | 11.129 | 77.3304 | MRS.KARUNIAMMAL,25A,PADMAVATHI PURAM,NORTH 1ST STREET,GANTHI NAGAR POST,TIRUPPUR-641 630,PH:98422-91950 | TIR121 | Airtel | Tamil Nadu | RT Tower
IN-1060791 | WAYAKENPALAYAM | 11.1325 | 77.3556 | MR.S.PAPPANAYAKAR,NO.12,CHINNAGOUNDER NAYAKAN PALAYAM.PARAYANKATTU THOTTAM,THOTTIYA MANNARAI PANCHAYAT,TIRUPPUR,COIMBATORE DIST.-638609.PH:0421-2+2+23123 | TIR122 | Airtel | Tamil Nadu | GBT
IN-1062948 | GOLDEN NAGAR | 11.1214 | 77.3618 | MR.MALLA NAYAKAR,SFNO,360.NO,20,GOLDEN NAGAR 1ST STREET,TIRUPPUR,COIMBATORE DIST-641 607-PH-9344203910 | TIR123 | Airtel | Tamil Nadu | RT Tower
IN-1060377 | KARUMAPALAYAM | 11.1122 | 77.3684 | MRS.S.VIJAYA LAKSHMI,W/O.N.SUBRAMANIAN,12.NETHAJI NAGAR 1ST STREET VAIKKAL MEDU,MANNARAI,TIRUPUR-641 607-PH-94433 25438 | TIR124 | Airtel | Tamil Nadu | GBT
IN-1060263 | KASIPALAYAM | 11.1148 | 77.3929 | MR.N.NACHIMUTHU,NO.111/17A,HARIGANANS EAST COLONY,NALLUR VIA,KASIPALAYAM,TIRUPPUR DIST.-4,PH:98432-34499/0421-3203443 | TIR125 | Airtel | Tamil Nadu | GBT
IN-1060640 | VIGNESWARA NAGAR | 11.0591 | 77.3382 | MR.S.PALANISAMY,SF.NO.25,VIGNESHWARA NAGAR,NOSHIPALAYAM PIRIVU,VEERAPANDY POST,PALLADAM ROAD,TIRUPPUR,COIMBATORE DIST.-641605.PH: | TIR127 | Airtel | Tamil Nadu | GBT
IN-1060265 | KOVIL STREET | 11.1426 | 77.3117 | M. RAMASAMY, PALA KATTU THOTTAM , PATTL AMMN KOIL STREET, 15. VELAM PALAYAM POST, TIRUPUR- 641652.. PH- 0421-2257708, 98433-23666 | TIR128 | Airtel | Tamil Nadu | GBT
IN-1062798 | SEMANDIPURAM | 11.1265 | 77.3189 | M. SUBRAMANIAM, 193, KUTTI ANN STREET, SAMUNDI PURAM, TIRUPUR- 641603.. PH- 94430-22423 | TIR129 | Airtel | Tamil Nadu | RT Tower
IN-1062947 | KUMARASWAMI NAGAR | 11.1357 | 77.3477 | MR.SM.AMBIGAPATHY,SF.NO.414&415,NO.288/3,SRI NAGAR 1 ST STREET,KUMARASWAMY NAGAR,COTTON MILL,P.N.ROAD,TIRUPPUR,COIMBATORE DIST.-PH:99441-23339 | TIR130 | Airtel | Tamil Nadu | RT Tower
IN-1062866 | PERIYAR COLONY | 11.1361 | 77.3267 | S.JAGATHIS, 17, ANNAPOORNA NAGAR, PERIYAR COLONY, TIRUPUR- 641603.. PH- 93630-02743, 0421-2242744 | TIR131 | Airtel | Tamil Nadu | RT Tower
IN-1060424 | KARUPPA GOUNDER PALAYAM | 11.0758 | 77.3507 | MR.M.VISWANATHAN,11/228A,CHETTY THOTTAM,NEAR KALANGADU 4TH ROAD,KARUPPA GOUNDER PALAYAM,VEERAPANDI POST,TIRPUR-641 687-PH-0421 2214151 | TIR132 | Airtel | Tamil Nadu | GBT
IN-1060571 | KUPPANDAM PALAYAM | 11.0654 | 77.3276 | MR.S.PALANIMUTHU & APPUKUTTI, NO.3/653, NEW NO.5083, CHEYYAN THOTTAM, KUPPANDANPALAYAM, VEERAPANDI POST, THIRUPUR-TK, COIMBATORE - 641 687. PH:0421-2216207/99948 11911 | TIR133 | Airtel | Tamil Nadu | GBT
IN-1062905 | AYYPPAN KOVIL STREET | 11.1086 | 77.3358 | K.P.THANDAPANDI,443,COLLEGE ROAD,NEAR AYYAPPAN TEMPLE,TIRUPUR-641602 | TIR135 | Airtel | Tamil Nadu | RT Tower
IN-1127261 | OTHUKULI ROAD | 11.1081 | 77.3433 | Mr.T.Krishnan,S/O.Thiyagarajan,Ts.No.368/10/2,No.6A, | TIR136 | Airtel | Tamil Nadu | RT Tower
IN-1127264 | GOVINTH GOUNDER STREET | 11.1009 | 77.3511 | MR.M.JUBAITHA BEEVI,W/O.HAJI MS.MOHAMMED SULIAMMAN SHARIFF, | TIR137 | Airtel | Tamil Nadu | RT Tower
IN-1061818 | POLICELINE ST | 11.1061 | 77.3458 | 26/28 POLICELINE ST, TIRUPPUR. | TIR14 | Airtel | Tamil Nadu | RT Tower
IN-1109808 | 15-VELAMPALAYAM | 11.1386 | 77.3072 | MR. G. PONNUSAMY, S/O. GOVINDASAMY, 2/12, PALLAKADU THOTTAM, MUTHAMPALAYAM PO, VIJAYAPURAM VIA, TIRUPUR DT., PH.NO.9344887758, 0421-2420941 | TIR142 | Airtel | Tamil Nadu | GBT
IN-1098711 | SEVANTHAMPALAYAM | 11.0849 | 77.3767 | G.GANESH,NO:1/260,SWAMYANDIPUTHUR (PO),POLLACHI (TK),COIMBATORE DT ,PH:9865778525 | TIR144 | Airtel | Tamil Nadu | GBT
IN-1242880 | SABRISALAI (TPR MAIN SITE-BSC) | 11.1044 | 77.3439 | Mr.Balasundar, R.A Complex opposite to comfort hotel, Sabari salai, Near Binny compound, Kumaran Road,Sabari salai, Tirupur. | TIR148 | Airtel | Tamil Nadu | RT Tower
IN-1254950 | SIDCO | 11.1191 | 77.4179 | Purusottam Paramanandha & Sons-Huf, rep by its Karta, Mr.Purusottam paramandha, 107, TEKIC, Tea nagar, SIDCO post, Mudalipalayam, Tirupur-641606, 98947-10162(mr.Manish) | TIR149 | Airtel | Tamil Nadu | RT Tower
IN-1061819 | KANGEYAM CROSS ROAD, | 11.0997 | 77.3556 | 21-Kangeyam Cross Road, Tiruppur - 4 | TIR15 | Airtel | Tamil Nadu | RT Tower
IN-1252808 | RAKKEYAPALAYAM | 11.0944 | 77.3793 | Mrs.S.Sivagami, W/o.Swaminathan, SF No:208/5, 140, rakiapalayam 1st street, vijayapuram post, Tirupur-6, | TIR150 | Airtel | Tamil Nadu | GBT
IN-1252811 | KASIPALAYAM | 11.1101 | 77.3909 | 10, PUDUR MAIN ROAD, GOWRI GARMENTS | TIR151 | Airtel | Tamil Nadu | GBT
IN-1252791 | ANDITHOTTAM | 11.0857 | 77.3908 | Mr.M.K.Boopathy, S/o.Krishnasamy, SF No:440/4, site no:5, saranam ayyappa nagar, PAP vaikalmedu, Muthampalayam pirivu & post, Tirupur-641605, | TIR152 | Airtel | Tamil Nadu | GBT
IN-1252827 | SAMATHOTTAM | 11.0911 | 77.4164 | Mr.M.Palanisamy, S/o.N.Murugasamy, SF No:327, No:3/1A, sama thottam, Mudalipalayam pirivu, Vijayapuram post, Kangeyam road, Tirupur-6, | TIR153 | Airtel | Tamil Nadu | GBT
IN-1252920 | SENGUNDAPURAM | 11.0521 | 77.3319 | Mr.R.Palanisamy, S/o.Ramasamy Gounder, S.F.No.127/1, 2, T.S.No.9/2B2, D.No.18, Chettiar Thottam, Sengundapuram 6th Street, Mangalam Road, Tiruppur 641 604. Ph.99407-50111, | TIR156 | Airtel | Tamil Nadu | GBT
IN-1061820 | COLLEGE RAOD-1 | 11.1112 | 77.327 | 1, T.V.K. 1'St Street, College Road, Tirupur | TIR16 | Airtel | Tamil Nadu | RT Tower
IN-1061821 | ANGERIPALAYAM MAIN ROAD | 11.1333 | 77.3328 | Sahara Garments,Hosiery Manufacturer&Exporters,79-Angeripalayam Main Road,Tiruppur | TIR18 | Airtel | Tamil Nadu | RT Tower
IN-1259404 | SHERIFF COLONY | 11.0924 | 77.3499 | Mrs.A.Lakshmi, W/o.Arumugam, 16, Sheriff colony, 3rd Cross road, Tirupur-638604, 98430-42568 | TIR187 | Airtel | Tamil Nadu | RT Tower
IN-1270559 | VAVIPALAYAM | 11.1485 | 77.3577 | Mr K Subamaniam S/o Kavundappa Gounder Sf No 181/2 Poyampalayam Poovalupatti PO Solakattu Maniyakarar thottam Kolipalayam RD Tiruppur Dt Pin 641665 Ph 9791229229, 9047484045 | TIR193 | Airtel | Tamil Nadu | GBT
IN-1061822 | ARULPURAM | 11.0408 | 77.3169 | Sivam Electricals & Hardwares BldgPalladam Road, Arulpuram, Tiruppur | TIR20 | Airtel | Tamil Nadu | RT Tower
IN-1061823 | ANUPPARPALAYAM. | 11.1439 | 77.3175 | KEERTHI TOWERS GANDHI ROAD, ANUPPARPALAYAM. | TIR21 | Airtel | Tamil Nadu | RT Tower
IN-1061824 | KONGU MAIN ROAD | 11.1233 | 77.3488 | Sadasivam Building# 139 Kongu Main Road, Tiruppur | TIR22 | Airtel | Tamil Nadu | RT Tower
IN-1061825 | (NR GH) DHARAPURAM MAIN ROAD | 11.0853 | 77.3619 | P.K.KRISHNASAMY NO:9,LAKSHM I NIVAS, T.S.K.NAGAR, NEARGH DHARAPURAM MAIN ROAD, TIRUPUR 98421-74414/94432-41902, | TIR23 | Airtel | Tamil Nadu | RT Tower
IN-1061826 | A.B.T ROAD | 11.0966 | 77.3424 | Thangamani Building# 70/35B, Elementary School Second Street, A.B.T Road, Tiruppur | TIR24 | Airtel | Tamil Nadu | RT Tower
IN-1061827 | RAKIYAPLAYAM | 11.101 | 77.377 | NATARAJ BUILDING (D.S.P BANIYAN SHOWROOM) # 20, RAKIYAPLAYAM, KANGYAM ROAD, TIRUPPUR | TIR25 | Airtel | Tamil Nadu | RT Tower
IN-1061828 | KARATANGADU | 11.0922 | 77.3595 | PMB COMPLEX, # 478,KARATANGADU, DHARAPURAM ROAD, TIRUPUR. | TIR26 | Airtel | Tamil Nadu | RT Tower
IN-1061829 | BUNGALOW STOP | 11.1141 | 77.3356 | Balamurgan Complex, No. 266, Avinashi Road, Tirruppur-2. | TIR27 | Airtel | Tamil Nadu | RT Tower
IN-1061830 | PANDIAN NAGAR | 11.1673 | 77.3496 | J.Peter, Jeyaraj, 2951, Selvi Rice Mandi, Pn Road, Pandian Nagar, Tirupur - 641602 , 9865552595 , 5533669 | TIR28 | Airtel | Tamil Nadu | RT Tower
IN-1061831 | NALLUR | 11.0992 | 77.3903 | Nallur Medical, Kangayam Road, Nallur, Tiruppur | TIR29 | Airtel | Tamil Nadu | RT Tower
IN-1061832 | TAMIL NADU THEATRE | 11.0786 | 77.3419 | KN ARUMUGAM, 4/50, VAVILA COMPLEX, PALLADAM ROAD, VEERAPANDI POST, TIRUPUR-641605 / 98422-71828, 0421-2210829 | TIR30 | Airtel | Tamil Nadu | RT Tower
IN-1061833 | ESWARAN KOIL STREET | 11.1029 | 77.3503 | MR. KUMARASWAMI, 23 SHIVVASURAMANYAM STREET, TIRRUPUR, 2232327 | TIR31 | Airtel | Tamil Nadu | RT Tower
IN-1062141 | KUMAR NAGAR | 11.1203 | 77.3296 | Brisk Health Centre Gym Building, Rahul Complex, Valayankadu Main Road, Tirupur-03 | TIR33 | Airtel | Tamil Nadu | RT Tower
IN-1062122 | VALAYANKADU MAIN ROAD | 11.1233 | 77.3242 | HONEY BAKERY & COOL DRINK BUILDING, VALAYANKADU MAIN ROAD, TIRUPUR-03 | TIR34 | Airtel | Tamil Nadu | RT Tower
IN-1062090 | POYAMPALAYAM | 11.1489 | 77.3462 | P.M.Marimuthu, No: 1278/5, Mms Complex, Royampalayam Piruvu, Tirupur, Coimbatore Dist. Ph: 04294-224618 | TIR35 | Airtel | Tamil Nadu | RT Tower
IN-1062091 | POOLUVAPATTI-PERUMANALLUR CROSS ROAD | 11.1583 | 77.3487 | Aks Building, Kumaran Auto Spares Building, 8/1162, Pulvapatti Perivu, P N Road, Tirupur | TIR36 | Airtel | Tamil Nadu | RT Tower
IN-1062123 | KARUVAMPALAYAM | 11.0927 | 77.3431 | Mrs.C.Bagyalakshmi W/O.Mr.K.Chinnaswamy, Old T.S.No.896, New T.S.No.896/2, Ward No.3, Block No.19, No.19, Suryan Nagar, Karuvam Palayam Extn.Tiruppur, Copimbatore Dt-641 604 Ph :0421 2247496, 2246211 | TIR37 | Airtel | Tamil Nadu | RT Tower
IN-1062066 | KVR NAGAR | 11.089 | 77.3354 | P.Venkatesen, Bharani Medicals Building, Eswaramoorthy Layout, 4Th Street, Kvr Nagar, Tiruppur, Coimbatore Dist-641605. Ph: 0421-2203629 | TIR38 | Airtel | Tamil Nadu | RT Tower
IN-1062064 | SELLAM NAGAR | 11.0888 | 77.3274 | N.Sundar Raj, Block No:7, Manju Complex, Ktc Main Road, Shivasakthi Nagar, Sellam Nagar, Tiruppur, Coimbatore Dist-641604. Ph: 98946-43267 | TIR39 | Airtel | Tamil Nadu | RT Tower
IN-1059449 | KUMARAN WOMENS COLLEGE | 11.0939 | 77.3255 | A.R.Viswanathan, Aandipalayam, Mangalam Road, Tiruppur, Coimbatore Dist-641687. Ph: 99944-28042 | TIR40 | Airtel | Tamil Nadu | GBT
IN-1062360 | MUNICIPLE OFFICE | 11.1569 | 77.3094 | MR.M.SIVASUBRAMANIAM, S/O.MUTHUSAMY GOUNDER, S.F.NO.589, NO.63C, BHARATHI GAR, AMMAPALAYAM, ANUPARPALAYAM POST, TIRUPPUR, COIMBATORE DIST - 641 652. PH:98428 63703 | TIR41 | Airtel | Tamil Nadu | RT Tower
IN-1062124 | ODAKKADU | 11.1117 | 77.3344 | Rajagopal,53, Muthuswami Main Road,K.N.P.Puram,Odakkadu 641602. | TIR42 | Airtel | Tamil Nadu | RT Tower
IN-1062125 | SIRUPOOLUPATTI | 11.1135 | 77.3113 | P.Nachimuthu, Algendra Exports Building, Sf 551, Periyakkadu Thottam, Sirupoolapatti, Tirupur-03 | TIR43 | Airtel | Tamil Nadu | RT Tower
IN-1062027 | VELAMPALAYAM | 11.1367 | 77.3119 | G.Saradha, 13C, Saminathapuram Extension, Velampalayam, Tiruppur, Coimbatore Dist-641652. Ph: 0421-2258242, 98430-47925 | TIR44 | Airtel | Tamil Nadu | RT Tower
IN-1062202 | PERIYAR COLONY | 11.1372 | 77.3214 | A. CHINNASAMY, SF NO: 434, 62 E, GANDHI ROAD, ANUPARPALAYAM, TIRUPUR - 641652, PH: 0421-2258652 (ACQ BY VENUGOPAL) | TIR45 | Airtel | Tamil Nadu | RT Tower
IN-1062293 | PALAYAKKADU | 11.1123 | 77.3634 | Mr.N.Govindasamy Gounder,Sf.No.260/1,K.B.& Sons Bakery,No.69,Palayakadu,Uthukuli Main Road,Tiruppur,Coimbatore Dist.-641 601.Ph:98422-12890. | TIR46 | Airtel | Tamil Nadu | RT Tower
IN-1062126 | KARUMARPALAYAM | 11.116 | 77.3703 | Shakthi Complex, Uthukuli Main Road, Karumarpalayam, Tirupur | TIR47 | Airtel | Tamil Nadu | RT Tower
IN-1062127 | MANNARAI | 11.1186 | 77.3772 | Shri Sastha Bakery Building, No 147, Uthukuli Main Road, Parappalayam, Tirupur | TIR48 | Airtel | Tamil Nadu | RT Tower
IN-1059498 | KULATHUPALAYAM | 11.1238 | 77.3867 | Land Opposite Greenway Impex Building, Near Vinayagar Koil, Uthukuli Main Road, Kulathupalayam, Tirupur | TIR49 | Airtel | Tamil Nadu | GBT
IN-1062082 | SENTHIL RICE MILL | 11.0766 | 77.3686 | Building Opposite To Sri Vellaida Swami Thirumana Mandapam, Nakir Mahal Bus Stop, Dharapuram Road , Tirupur | TIR50 | Airtel | Tamil Nadu | RT Tower
IN-1059502 | KOZHIPANNAI | 11.1004 | 77.3087 | B. Chenniappan, Sf No: 266/1, Open Land Behind Siva Sakthi Complex, Mangalam Road, Kozhipannai, Tiruppur - 641687, Ph: 98430 40617, 2260593 (Acq By Venugopal) | TIR51 | Airtel | Tamil Nadu | GBT
IN-1062203 | PARAPPALAYAM | 11.0988 | 77.3316 | New Option Rt:Mr.Antoney,1/2,Vadkuthottam, Kns Garden, Parapalayam, Tiruppur 942274414 (Near From Option C) | TIR52 | Airtel | Tamil Nadu | RT Tower
IN-1062204 | MARUTHASALAPURAM | 11.1293 | 77.3391 | S.T.BABY MANI,W/O. THANGAVELU, NO: 8/13, POSTAL COLONY, II STREET, NEAR SIVAN THEATRE, PN ROAD, TIRUPUR, COIMBATORE - DT - 641 602, PH: 0421 - 2480602 (ACQ BY KG SIVA) | TIR53 | Airtel | Tamil Nadu | RT Tower
IN-1062069 | ANGERIPALAYAM | 11.1399 | 77.3324 | MR.M.KRISHMOORTHY , S.F.NO,402, NO.8/59C,MAHAVISHNU GAR, ANGERIPALAYAM, TIRUPPUR,COIMBATORE DT-641 605 PH : 98432 47310 | TIR54 | Airtel | Tamil Nadu | RT Tower
IN-1062352 | PERIYANDI PALAYAM | 11.0965 | 77.3173 | Mr.V.Varadarajan,Sf.No.52,No.2/615,4Th Street,Hare Rama Hare Krishnanagar,Mangalam Road,Periyandipalayam,Tiruppur,Coimbatore Dist-641687.Ph.No.0422-2314861,94430-33153. | TIR55 | Airtel | Tamil Nadu | RT Tower
IN-1062315 | ANNAIPALAYAM BUS STOP | 11.1107 | 77.3178 | MR.A.DURAISAMY&MR.D.SIVAKUMAR,SF.NO.541,NO.7,VIVEKANDA GAR, BEHIND CHIKKAN COLLEGE HOSTEL,TIRUPPUR,COIMBATORE DIST.-641 603.PH:98428-32631(REMARKS:MR.DURAISAMY &MR.D.SIVAKUMAR IS THE MAGING DIRECTOR O | TIR56 | Airtel | Tamil Nadu | RT Tower
IN-1062071 | BRIDGE COLONY | 11.1119 | 77.345 | Building No 31/70, Bridge Colony, Tirupur 07 | TIR59 | Airtel | Tamil Nadu | RT Tower
IN-1062173 | THIRUMALAI NAGAR | 11.1263 | 77.3447 | T.ARUMUGAM, 37, THIRUMALAI GAR, VIYAGAR KOIL STREET, TIRUPPUR, CBE DT - 641602, PH: 94437 63914 (ACQ BY SATHISH) | TIR60 | Airtel | Tamil Nadu | RT Tower
IN-1062209 | RAYAPURAM MAIN ROAD | 11.1044 | 77.3349 | R.tesan, No:64/38, Mc Bakery, Rayapuram Main Road, Tirupur - 641601, Ph: 94431 79483 / 2239565 (Acq By Sm) | TIR61 | Airtel | Tamil Nadu | RT Tower
IN-1062083 | DHARAPURAM ROAD | 11.0975 | 77.3514 | JAYA MEDICALS BUILDING, NEAR DHARAPURAM CROSS ROAD, OPPOSITE AIRTEL DISTRIBUTOR INNER & CO.,DHARAPURAM MAIN ROAD, TIRUPUR-4 | TIR62 | Airtel | Tamil Nadu | RT Tower
IN-1062212 | PUDHUKKADU | 11.0972 | 77.3609 | Sundar, 11, Suguna Tex, Pudhukkadu 3Rd Street, Tirupur-4, Ph-9842220557 | TIR63 | Airtel | Tamil Nadu | RT Tower
IN-1062112 | SRT COLONY | 11.0942 | 77.3579 | na | TIR64 | Airtel | Tamil Nadu | RT Tower
IN-1062070 | ROJANA COTTON MILLS | 11.0903 | 77.3467 | RAJA LORRY SERVICES BUILDING, NEAR SULOCHANA COTTON MILLS, PALLADAM ROAD, TIRUPUR -5 | TIR65 | Airtel | Tamil Nadu | RT Tower
IN-1062148 | PALLADAM ROAD2 | 11.0833 | 77.3447 | M. Venkatachalam, 493, Vss Complex, Thenmpalayam, Palladam Road, Tiruppur, Coimbatore - 641604, Ph: 2211130 / 98431 40898 (Sathish) | TIR66 | Airtel | Tamil Nadu | RT Tower
IN-1062205 | ALANGADU | 11.0999 | 77.3394 | na | TIR68 | Airtel | Tamil Nadu | RT Tower
IN-1062092 | PICHCHAPALAYAM PUDUR | 11.1389 | 77.3436 | ANI MEDICALS BUILDING, 3/292, PICHCHAMPALAYAM PUDUR, P N ROAD, TIRUPUR-3 | TIR70 | Airtel | Tamil Nadu | RT Tower
IN-1059455 | THIRUVIKA NAGAR | 11.1151 | 77.3264 | Land In Sain Grasy Factory, Kozhi Ponnai Thottam, Thiruvika Nagar, Street 1, Near Transformer, Tirupur-8 | TIR71 | Airtel | Tamil Nadu | GBT
IN-1062256 | MURGASAMY LAYOUT | 11.1189 | 77.3533 | Mr.P.Chinnasamy, Sf No: 582, Tee Cee Creations, 7, Murugasamy Layout, 2Nd Street, T.K.Colony West, Tirupur, Cbe - 641 007/ 93455 58735 | TIR72 | Airtel | Tamil Nadu | RT Tower
IN-1062438 | THANNIEER PANDAL | 11.1494 | 77.3131 | MR.M.GOPALAKRISHN S.F.NO.349/3,NO.73/4, SAKTHI COMPLEX, THANNEER PANDAL COLONY , ANUPPARPALAYAM, TIRUPPUR, COIMBATORE DIST 641 652 PH:9367440403 /0421 2256087 | TIR73 | Airtel | Tamil Nadu | RT Tower
IN-1062383 | BINNY COMPOUND | 11.104 | 77.3431 | MR.S.RAJENDRAN, MR. S. RAJASEKARAN, NO.1013/24/1, NO.1, BINNY COMPOUND MAIN ROAD, TIRUPPUR, COIMBATORE DIST - 641601,PH-0421-2236847 | TIR74 | Airtel | Tamil Nadu | RT Tower
IN-1062377 | VOC NAGAR | 11.1218 | 77.3521 | MRS.B.THANGAMANI, NO.504/2,3 & 507, D.NO.7A/6, KONGU MAIN ROAD, TIRUPPUR, COIMBATORE DIST - 641 607, PH-0421-2225662, | TIR75 | Airtel | Tamil Nadu | RT Tower
IN-1062446 | ANNAPALAYAM | 11.1416 | 77.3238 | MR.R.GANESAN, S.F.NO.421/1, OPP TO KALAIVANI THEATRE, AVP ROAD, TIRUPPUR, COIMBATORE DIST - 641 603. PH:0421-2475800/98422 91950 | TIR76 | Airtel | Tamil Nadu | RT Tower
IN-1062443 | DHARAPURAM ROAD | 11.0893 | 77.3628 | MR.N.MANI, NO.1, CHIMUTHU COMPLEX, PUDUR PRIVU, DHARAPURAM ROAD, TIRUPPUR-641 608. PH:9944424253 | TIR77 | Airtel | Tamil Nadu | RT Tower
IN-1062437 | SATHYAMURTHY NAGAR | 11.1044 | 77.3718 | MRS RADHIKA KESAVAN S.F.NO.195,NO 14/1,SATHYAMOORTY NAGAR KANKEYAM ROAD ,TIRUPPUR, CIOMBATORE DISTRICT-641 606 | TIR78 | Airtel | Tamil Nadu | RT Tower
IN-1062701 | PARK AVENUE | 11.118 | 77.3336 | MR.M.JAGANATHAN,S/O.MUTHUKRISHNAN,S.F.NO.80&705,T.S.NO.14/2A/A/A&148/2B2/4/1,PARKAVENUE,AVINASHI ROAD,KUMAR NAGAR,TIRULLUR,COIMBATORE DISTRICT-641603,PH:0421-2475503 | TIR82 | Airtel | Tamil Nadu | RT Tower
IN-1062672 | RAILWAYSFLYOVER | 11.1107 | 77.3414 | MRS.P.VALLIYAMMAL,S.NO.684&682,T.S.NO.328/7/2,NO.6/4-3A,SATHAPPACOMPOUND,HARVEY ROAD,TIRUPPUR,CBE DIST-641602,PH:9442270896 | TIR83 | Airtel | Tamil Nadu | RT Tower
IN-1059989 | MAHALAXMI NAGAR | 11.0108 | 77.2997 | M.Ramasamy, CTC Driver, 161, 4th Cross, Mahalakshmi Nagar, Naranapuram post, Palladam, Coimbatore-641664. Ph:0454255-254278 | TIR84 | Airtel | Tamil Nadu | GBT
IN-1062543 | PKS INTERNATIONAL | 11.0298 | 77.3058 | MR.M.SENTHIL KUMAR, S.NO.296/1A, NO.2/316, KUNGUMAPALAYAM PIRIVU, PALLADAM, TIRUPPUR MAIN ROAD, RAPURAM POST, TIRUPPUR, COIMBATORE DIST - 641 664. PH: 04255-253961 TO 63 | TIR85 | Airtel | Tamil Nadu | RT Tower
IN-1059956 | PALLADAM MAIN ROAD | 11.0514 | 77.3251 | MRS. M. VASANTHAMANI S.F NO .217/2A, OPP TO MRF & MODERN KNITTING MILLS, NEAR KUNNANGAL PALAYAM PIRIVU, ARULPURAM POST, TIRUPPUR VIA., TIRUPPUR , COIMBATORE DIST 641 605 | TIR86 | Airtel | Tamil Nadu | GBT
IN-1060059 | GANAPATHYPALAYAM | 11.0328 | 77.3355 | MR.G.KANDASAMY S.F.NO.167, NO.7/332, VAATHIAR THOTTAM , GANAPATHYPALAYAM ,TIRUPPUR, COIMBATORE DIST 641 605 PH:9994887686 / 0421 2214023 | TIR87 | Airtel | Tamil Nadu | GBT
IN-1062459 | KULATHAPUDUR | 11.1018 | 77.2981 | MR.R.MAGENDRAN, S.F.NO.201/4, NO.1/92B, KULATHUPUTHUR, ANDIPALAYAM POST, MANGALAM ROAD, TIRUPPUR, COIMBATORE DIST - 641 639. PH:93630 44292. | TIR88 | Airtel | Tamil Nadu | RT Tower
IN-1062527 | SULTANPET | 11.1016 | 77.2865 | MR.M.KANDASWAMY, S.F.NO.380, R.S.NO.380/4, 5 PART, 8A & 8L, PLOT NO.20, JEEVA NAGAR, SULTANPET, MANGALAM POST, TIRUPPUR, COIMBATORE DIST - 641 639. PH: 0421 - 2344390 / 98947 79997. | TIR89 | Airtel | Tamil Nadu | GBT
IN-1062679 | VELLAINKADU | 11.0837 | 77.3554 | M.CHINNASWAMI,NO.19,EASHWARAMOORTHY NAGAR,2NDST,60FT ROAD,TIRUPPUR-641604.PH:9865647082. | TIR91 | Airtel | Tamil Nadu | RT Tower
IN-1062555 | VENKAMEDU | 11.1497 | 77.332 | MR.P.SUBRAMANIAM&MRS.S.KARUPPATHAL,S.F.NO.228,229&230/3,NO.5/394A,VENGAMEDU,ANGERIPALAYAMPOST,TIRUPPUR,COIMBATOREDIST-641603.PH:9443477851/9842872099 | TIR92 | Airtel | Tamil Nadu | RT Tower
IN-1062532 | M.S NAGAR | 11.1307 | 77.3483 | Mr.Saravanakumar, 2/17 A, Muruganathanapuram, 4Th Street, Kongu Main Road, Tiruppur-7. Ph:0421-2480151 | TIR93 | Airtel | Tamil Nadu | RT Tower
IN-1062728 | COLLEGE ROAD-2 HOUSING UNIT | 11.1092 | 77.3317 | MR.M.KUPPUSAMY,SURVEYNO.725/2,T.S.NO.451/5/12/1,NO.15/8,HOUSINGUNITMAIN ROAD,COLLEGE ROAD,TIRUPUR,COIMBATORE DISTRICT-641602,PH:9843025236 | TIR94 | Airtel | Tamil Nadu | RT Tower
IN-1062698 | THIRUVANAKUDI NAGAR | 11.1268 | 77.3055 | MRS.K.JAYALAKSHMI,W/O.M.KALISAMY,187/2-THIRUVANAKUDI NAGAR,SIRUPPOLUVAPATTI POST,TIRUPPUR-3. | TIR97 | Airtel | Tamil Nadu | RT Tower
IN-1062669 | KAVUNDANPALAYAM | 11.0223 | 77.3007 | MR.N.VELUSWAMYS/O.MR.ASHIMUTHU NO.12/A,MARIYAMMAMKOIL STREET RAPURAM POST,PALLADAM,CIOMDBATORE DIST641664 | TIR98 | Airtel | Tamil Nadu | RT Tower
IN-1059982 | MUTHIYA NAGAR | 11.0709 | 77.3606 | MR.G.THIRUMOORTHY, S.NO.485, 485/3B & 5B, MOOKAMBIGAI GAR, VEERAPANDI VILLAGE, TIRUPPUR, COIMBATORE DIST - 641 604. PH:98422 80791 | TIR99 | Airtel | Tamil Nadu | GBT
IN-1061169 | RBR GARMENTS, | 11.0342 | 77.3261 | Rbr Garments, Tiruppur | TIRM1 | Airtel | Tamil Nadu | RT Tower
IN-1120705 | PUPPYES TAPE(SITCO) | 11.1178 | 77.4176 | PUPPYES TAPE(SITCO) PALLADAM ROAD TIRUPUR | TIRM21 | Airtel | Tamil Nadu | RT Tower
IN-1274102 | SULOCHANA MILLS | 10.9533 | 77.3016 | MR.PRAVEEN,SULOCHANA COTTON MILL,CHITHAMBALAM, PHONE NO:0421-2211824,2211825,PALLADAM TK TIRUPUR- | TIRM26 | Airtel | Tamil Nadu | RT Pole
IN-1277248 | JG Hoisery | 11.1398 | 77.3003 | JG HOSIERY Pvt Ltd,Mr.SEKAR Admin Officer ,S.F.No.58-1-2,SOLIPALAYAM ROAD,15 VELAMPALAYAM,TIRUPUR-641 652 Mob:87540 35013 | TIRM28 | Airtel | Tamil Nadu | RT Pole
IN-1061143 | OLD BUS STAND AREA | 11.0994 | 77.3488 | Mr.M.Krishna Kumar,T.S. No.421 & 422,Kumar Lodge,No.107,Kamaraj Road,Opp.To Bus Stand,Tiruppur,Coimbatore Dist.-641 604. | TIRM3 | Airtel | Tamil Nadu | RT Tower
IN-1061185 | LEE SHARK LTD | 11.0539 | 77.3231 | Lee Shark Ltd, No 10/685, Opp To Park School, Karaipudur, Chinnakarai, Palladam. | TIRM7 | Airtel | Tamil Nadu | RT Tower
IN-1061146 | BKS TEXTILES | 11.0334 | 77.4985 | Mr.V.Mageshwaran - Asst. Manager (Edp), M/S. Bks Textiles Private Limited, No.2-135, Kungumpalayam Pirivu, Palladam-Thiruppur Main Road, Naranapuram Post, Palladam. Ph: 9994755525 | TIRM8 | Airtel | Tamil Nadu | RT Tower
IN-1061153 | MID WAY CLOTHING COMPANY | 11.0913 | 77.415 | MIDWAY CLOTHING COMPANY, S.F.518,V.S.S.GARDEN, SIDCO EAST CROSS, KANGAYAM MAIN ROAD, VIJAYAPURAM (PO) , TIRUPUR - 641606. | TIRM9 | Airtel | Tamil Nadu | RT Tower
IN-1251924 | THONKUTTIYAPALAYAM | 11.024 | 77.4272 | Mr.K.Ramasamy gounder, S/o.Krishnasamy, SF No:244, No:3/4, kumarapalayam, Thongattipalayam village, pollikalipalayam via, Tirupur-641665, 0421-235987, | TKTPM1 | Airtel | Tamil Nadu | GBT
IN-1067675 | TULUKAVALASU | 10.6917 | 77.7386 | OPEN LAND OF MR.RANGASAMY,NO-45/10,TULUKAVALASU VILLEGE,PATUTHURAI P.O.,DHARAPURAM T.K.,TIRUPUR,PH NO-04202-224370 | TLKLS1 | Airtel | Tamil Nadu | GBT
IN-1078011 | TALAVAIPALAYAM | 11.1878 | 77.4954 | MR.C.ARJUN, SURVEY NO:207/3B, SITUATED AT NO:5/55, THALAVAIPALAYAM HARIJANS STREET | TLVPM1 | Airtel | Tamil Nadu | GBT
IN-1062932 | THANDUKARAMPALAYAM | 11.2778 | 77.2081 | MR.R.RAMASAMY,S/O.RAKKIYAPPA GOUNDER,SF.NO.250/1A,2A & 2B,PULIYAMPATTI MAIN ROAD,THANDUKARAM PALAYAM,AVINASHI TALUK,COIMBATORE DIST.-641655.PH:97860-22253 | TNKPM1 | Airtel | Tamil Nadu | GBT
IN-1061872 | TIRUMURUGANPOONDI1 | 11.1651 | 77.3068 | M.SUBRAMAIM,KUMARAN COMPLEX,WATER MAIN PIPE,OPPAVISHI ROAD,THIRUMURUGAN POONDI / 0421-2240253 | TPNDI1 | Airtel | Tamil Nadu | RT Tower
IN-1062706 | AMMAPALAYAM | 11.1569 | 77.3094 | MR.M.SIVASUBRAMANIAM, S/O.MUTHUSAMY GOUNDER, S.F.NO.589, NO.63C, BHARATHI NAGAR, AMMAPALAYAM, ANUPARPALAYAM POST, TIRUPPUR, COIMBATORE DIST - 641 652. PH:98428 63703 | TPNDI3 | Airtel | Tamil Nadu | RT Tower
IN-1067744 | TATANKUTAI | 11.2324 | 77.3659 | OPEN LAND OF MR.RAMASAMY GOUNDER,NO-191,TATANKOTAI VIL & P.O.,KUTHUR VIA,TIRUPUR T.K.,CBE,PH NO-9842250988 | TTNKT1 | Airtel | Tamil Nadu | GBT
IN-1059622 | THITTUPARAI | 11.1055 | 77.5892 | S. Easwaramoorthy, S.F.No. 503/2, Old No.167, New No.252, Sellam Agencies, Thittuparai, Nathakattuvalasu Post, Kangeyam, Erode Dist. - 638701, Ph: 98426-65176. | TTPRI1 | Airtel | Tamil Nadu | GBT
IN-1059752 | THUTHARIPALAYAM | 10.9416 | 77.327 | Mr.Sp.N.Nagappan,Sf.No.611,Thutharipalayam,Dharapuram Main Road,Palladam,Coimbatore Dist-641664.Ph.No.98422-45250. | TTRPL1 | Airtel | Tamil Nadu | GBT
IN-1061032 | UTHUKULI | 11.1686 | 77.4541 | Dr. M.Y.Kaleel Rahman, 17/1, West Street, Back Side Police Station, Uthukuli Town, Erode | UKLI1 | Airtel | Tamil Nadu | GBT
IN-1261258 | DIXCY TEXTILES | 11.1711 | 77.4355 | PR Palanisamy PR Manikkam S/O Rasappagounder SF No 501/1 old no 235 Chengapalli PO Palanigoundam palayam Uthukuli via AvinashiTKTirupur Dt 638812 | UKLI3 | Airtel | Tamil Nadu | GBT
IN-1059775 | UPPUPALAYAM | 10.9536 | 77.6871 | Mr.S.Chinnasamy,Sf.No.627/627/1,Kadayauran Valasu,Upplipalayam Post,Periya Thottam,Vellakoil,Erode Dist.-638 111.Ph:04257-263722 | UPPUM1 | Airtel | Tamil Nadu | GBT
IN-1067852 | VADAMBACHERI | 10.8853 | 77.2298 | MR.A.LINGASAMY,S/O.ARUNACHALA GOUNDER,SF.NO.548/A,NO.3/8,PERIYAVATHAMPACHERRI POST,SULTHAN PETTAI VIA.,PALLDAM TALUK,COIMBATORE DIST.-641658.PH:99434-84078 | VADAM1 | Airtel | Tamil Nadu | GBT
IN-1067860 | VANAVARAYANALLUR | 10.8799 | 77.5671 | MR.B CHANDRASEKARAN,S/O PALANICHAMI,VAVARAYALLUR,MUTHIRPALAYAM POST,KANGEYAM TK,TIRUPUR. | VANAV1 | Airtel | Tamil Nadu | GBT
IN-1060553 | VANJIPALAYAM | 11.1188 | 77.2676 | C.SUBRAMANIYA GOUNDER, S/O. CHINIYAH GOUNDER, NO:3/234, RAILWAY STATION ROAD, VANJIPALAYAM POST, MANGALAM VIA, AVISHI (TK) CBE DIST.641631.PH:9842194878 | VANJM1 | Airtel | Tamil Nadu | GBT
IN-1252991 | KANIYAMPOONDI | 11.115 | 77.2856 | SF No 166/1C, Kanianpoondi, Vangippalayam, Mangalam, Tiruppur | VANJM2 | Airtel | Tamil Nadu | GBT
IN-1060813 | VENKATAPURAM | 10.9567 | 77.2583 | MR.S.RANGANATHAN,SF.NO.469/B,NO.4/46,KATHALAI THOTTAM,VENKATAPURAM,PALLADAM TALUK,COIMBATORE DIST-638 664,PH-936026105 | VENKT1 | Airtel | Tamil Nadu | GBT
IN-1061953 | VELLAKOVIL | 10.9465 | 77.7133 | Balu Complex, Muthur Road, Vellakovil. | VLKL1 | Airtel | Tamil Nadu | RT Tower
IN-1059719 | VELLAKOIL | 10.9561 | 77.7172 | Mr.M.K.Thangaraj,Sf.No.1195A,Ponnar Shangar Complex,Muthur Road,Vellacoil,Kangeyam Taluk,Erode Dist.-638 111.Ph:94424-27342/04257-261057. | VLKL3 | Airtel | Tamil Nadu | GBT
IN-1060014 | KARUR ROAD | 10.9422 | 77.7067 | MR.R.BAKIYALAKSHMI,W/O.A.RAMASAMY,S.F.NO:567,LKAGAR,VELLAKOVIL-638111., | VLKL4 | Airtel | Tamil Nadu | GBT
IN-1059316 | VELAMPALAYAM | 11.0583 | 77.2654 | N.Muthusamy, Sf No: 119/1A, 63, Velampalayam, Near Mariamman Temple, Palladam Tk, Coimbatore - 641 663 / 94430 - 59222, 0421-2345458 | VLPLM1 | Airtel | Tamil Nadu | GBT
IN-1068005 | VELAMPATTY | 10.9932 | 77.4164 | S/O.MUTHUSAMY GOUNDER,NO.2/1 8,VELAMPATTY,NORTH AVINASHIPALAYAM,TIRUPUR TALUK,COIMBA TORE 641 660 | VLPTY1 | Airtel | Tamil Nadu | GBT
IN-1068014 | VALIYUR | 11.3185 | 77.2466 | RACKIYA GOUNDER & RANGASAMI,S/O.RAMAGOUNDER,SAKILIANTHOTTAM,PONIAHGOUNDERPUDUR,PULIPAR(P),AVASHI(TK),COIMBATORE(DT),PH:9965464954. | VLYUR1 | Airtel | Tamil Nadu | GBT
IN-1232343 | VELLIAMPATHY | 11.0505 | 77.0772 | K.KUPPUSAMY, S/O.T.KARUPPUSAMY, OLD S.F.NO.37/2. NEW NO.101/3.B.S.THOTTAM, ADIYUR(PO), KUNTHU(VIA), PERUNDURAI(TK), ERODE-638103. PH.9486644616, 04294-263016 | VMPTY1 | Airtel | Tamil Nadu | GBT
IN-1068026 | VANANDURAIPUDUR | 11.075 | 77.4542 | MR.M.PONNUSAMY GOUNDER,S/O.MUTHUSAMY,SF.NO.200/1,NO.3/50,RANKA PALAYAM,CHI PALAYAM POST,TIRUPUR TALUK,COIMBATORE DIST.-641606.PH:94434-76392 | VNPDR1 | Airtel | Tamil Nadu | GBT
IN-1068677 | VEERACHIMANGALAM | 10.7723 | 77.5552 | OPEN LAND OF MRS.VANUMATI,W/O-KARUNAKARAN,VEERACHIMANGALAM VILLEGE & P.O.,DHARAPURAM T.K.,ERODE,PH NO-9842919990 | VRCNM1 | Airtel | Tamil Nadu | GBT
IN-1059370 | VEERANGADU | 10.9526 | 77.7753 | P.Pushpathal, W/O Periasamy Gounder, Sf No; 1079/C2, Veerangadu, Manjanur Post, Aravakurichi Via, Karur Dist-639206. Ph:04320-236525 | VRNGD1 | Airtel | Tamil Nadu | GBT
IN-1061986 | VEERAPANDI | 11.0638 | 77.3508 | Building Of Star Cable Vision Opp To Veerapandi Bus Stand, Veerapandi, Tirupur Tk, Coimbatore Dist. | VRPND1 | Airtel | Tamil Nadu | RT Tower
IN-1060224 | VETTAMALAI | 10.9538 | 77.5486 | MRS.M.PONMMAL,W/O.MUTHUSAMY GOUNDER,/MRS.P.SARASWATHI,NO.11/118,VELANKATTU PUDUR,AVISHIPALAYAM POST,KANGEYAM VIA.,ERODE DIST.-638 701.PH:99942 82326/04257-230477 | VTMLI1 | Airtel | Tamil Nadu | GBT
IN-1059905 | V VADAMALAIPALAYAM | 10.8936 | 77.3577 | MR. K. MAYILSAMY, NO.225/1,225/1C, MERKU THOTTAM, V VADAMALAIPALAYAM, PALLADAM, THIRUPPUR, COIMBATORE DIST - 641 664 | VVDMP1 | Airtel | Tamil Nadu | GBT
IN-1068700 | VAVI PALAYAM | 10.879 | 77.3071 | K.N.MANI S/O NACHIMUTHU GOUNDER 3/108 POWER LON,KALUVERIPALAYAM,NATHA GOUNDER PALYAM,PALLADAM(VIA),TIRUPUR(T.K),PH:04255-2315217,9965122722. | VVPLM1 | Airtel | Tamil Nadu | GBT
IN-1074524 | KEERANUR | 11.0773 | 77.5493 | SIVAKUMAR&EASAVARAN,KEERANUR(V)(P),KENGEYAM(Tk),ERODE(Dt),PH:04257-243875. | KRANR1 | Airtel | Tamil Nadu | GBT
IN-1288767 | SARADHA MILL ROAD | 10.9588 | 76.9764 | Rangasamy chettiyar colony,Podanur,Coimbatore-23 | CBE452 | Airtel | Tamil Nadu | RT Tower
IN-1289178 | SRI KRISHNA COLLEGE | 10.939 | 76.9633 | 21, SF garded, Sugunapuram, Senthamil nagar | CBE471 | Airtel | Tamil Nadu | GBT
IN-1288886 | CRI Pumps | 11.1055 | 77.0079 | No. 14, Vangi Nagar, Madalayam rd, Saravanampatti, Coimbatore - 641035 | MGRNR1 | Airtel | Tamil Nadu | RT Tower
IN-1288769 | Vadavalli - TDMR Rd | 11.0256 | 76.887 | Balaji Nagar,Vadavalli,Cbe,Near Bhuvaneshwariamman Temple | CBE473 | Airtel | Tamil Nadu | RT Tower
IN-1288614 | Distributor Office | 11.3503 | 76.8044 | 27/17F, Main Alwarpet, Coonoor,Nilgiris | CONR13 | Airtel | Tamil Nadu | RT Tower
IN-1288379 | RAMANATHAPURAM | 10.9916 | 77.0012 | Kadhar Batcha, 21 RKV Nagar, Balaji Nagar Extn, Ramanathapuram, CBE - 45 | CBE463 | Airtel | Tamil Nadu | RT Tower
IN-1288890 | PEELAMEDU | 11.0221 | 77.0069 | 1B, Commercial site, TNHB hudco colony, Near PSG hospital peelamedu | CBE461 | Airtel | Tamil Nadu | GBT
IN-1295655 | R.K GARDEN | 10.996 | 77.0486 | 34, Karisal Thottam, pattaram, Ittari road, Cheran nagar, Ondipudur - 16 | ODPDR2 | Airtel | Tamil Nadu | GBT
IN-1296252 | KALAPATTI BEHIND NGP COLLEGE | 11.0842 | 77.0344 | 1/35,Rathnagiri St,Konammal thottam,Kalappatti P.O,Cbe-48 | KLPTI3 | Airtel | Tamil Nadu | GBT
IN-1296254 | NEHRU NAGAR KALAPTTI RD | 11.0428 | 77.0345 | 8/42, Nachimuthu Garden, Nehrunagar, Kallapatti Road,CBE | CBE496 | Airtel | Tamil Nadu | GBT
IN-1288378 | AVINASHI ROAD | 11.0063 | 76.9773 | 1045, Avinashi road, Coimbatore - 45 | CBE464 | Airtel | Tamil Nadu | RT Pole
IN-1296253 | KARIAMPALAYAM | 11.068 | 77.0619 | 2/16, GemNagar,Kariampalaya,Mayilampatti P.O,Cbe-62 | CBE492 | Airtel | Tamil Nadu | GBT
IN-1296249 | GKS NAGAR | 11.0677 | 77.0001 | Sf no, 265,266 Sakthi road, Amman Nagar, Saravnanpatti | CBE490 | Airtel | Tamil Nadu | GBT
IN-1030640 | VELLARI VALLI | 11.5991 | 77.7933 | V.K.Palaniappan, S.F.No.541, Vellarivelli, Edapadi Taluk, Salem - 637 101. | 322 | Vodafone | Tamil Nadu | GBT
IN-1030658 | CHETTIMAN KURICHI | 11.6407 | 77.8541 | K.Palaniappa Gounder, S.F.No.319/1, Chettiman Kuruchi, Chettiman Kuruchi Post, Edapadi Taluk, Salem - 637 101. | 418 | Vodafone | Tamil Nadu | GBT
IN-1031158 | ARIYANUR | 11.5946 | 78.0784 | K.Durairaj, 4/240, Chairman thottam, Ariyanur, Salem 99942-48467, 0427-247774 | 1255 | Vodafone | Tamil Nadu | GBT
IN-1031103 | EGAPURAM | 11.6125 | 77.9595 | Mr.Laxmana gounder, 2/71, yekapuram, sangagiri TK, salem Dt, 99433-42746 | 2622 | Vodafone | Tamil Nadu | GBT
IN-1087272 | MEKKADU | 11.4597 | 77.8403 | R.Ganapathi,s/o.Ramasamy gounder,225B,Mekkadu, Sankiri,Salem-637303.9965541569. | 3972 | Vodafone | Tamil Nadu | GBT
IN-1031341 | SANKAGIRI | 11.4662 | 77.8713 | SF No. 178/2D, As per Sub Division 178/2D2, Tiruchangodu Road, Sankagiri Village, Sankagiri. | 4006 | Vodafone | Tamil Nadu | GBT
IN-1030456 | PADAIVEEDU | 11.4539 | 77.8111 | A.P. Rathina Gounder, Survey No:179/3B, Pachampalayam, Padaiveedu Post, Sankagiri West, Thiruchengode, Namakkal Dt - 637303. | 4042 | Vodafone | Tamil Nadu | GBT
IN-1031230 | PAPPAMPATTI | 11.6488 | 77.953 | K. Chinnaponnu, K Chinnaponnu,Sf No 29/3 Near Water Tank Mettukadu Pappmpatti Post Omalur Taluk Salem 636306 Ph 04290-257120 | 4058 | Vodafone | Tamil Nadu | GBT
IN-1030444 | MAGUDAMCHAVADI | 11.5495 | 77.997 | K. Manickam, S.F.No.58/5A, No.72B, Malakattu Kadu, Sangagiri Taluk, Salem Dt. - 637 504. | 4067 | Vodafone | Tamil Nadu | GBT
IN-1031241 | EDAPADI | 11.5853 | 77.8347 | R. Raguraman, S.F.No.505/1, No.36, Jalakandapuram Road, Avaniperurmelmugam, Idapadi Taluk, Salem Dt. - 637 101. | 4068 | Vodafone | Tamil Nadu | GBT
IN-1031595 | JALAKANDAPURAM | 11.6981 | 77.8772 | Selvam Jewellers Building, Bazaar Street, Jalagandhapuram | 4402 | Vodafone | Tamil Nadu | RT Tower
IN-1108859 | KANNENDERI | 11.5559 | 77.9413 | Mr.C.Chithan, No.7/25, Periakadu, Kosaripatti, Kannantheri post, Sangagiri Tk, Salem-637102 | 5485 | Vodafone | Tamil Nadu | GBT
IN-1030601 | PALLAKAPALAYAM | 11.4505 | 77.769 | S.A.Sengodan, S.F.No.338/4, Near Airtel Tower, Osuvakadu, Pallakkapalayam, Namakkal - 637 303. | 6302 | Vodafone | Tamil Nadu | GBT
IN-1030574 | KAKAPALAYAM | 11.5616 | 78.0201 | T.Chinnappan, S.F.No.46/17C, Kakapalayam, Senaipalayam, Rakkipatty Post, Salem Dt. | 6435 | Vodafone | Tamil Nadu | GBT
IN-1235031 | KULIKADU | 11.737 | 77.853 | P.Kaliyappa Gounder, S/o. Mr.Perumal Gounder, Resurvey no: 408/2B, Iyankadu, Thana Badur village, Sanarpatti post, Mettur TK, Salem Dt, 99523-89087, 94435-52836 | 7159 | Vodafone | Tamil Nadu | GBT
IN-1245262 | SOWRIYUR | 11.6896 | 77.8625 | Mrs.R.THILAGAM W/O.S.P.RAMAR S.F.NO.148/2.NEW S.F.NO.148/2 1, AVDATHUR VILLAGE,SOWRIYUR POST,METTUR TK,SALEM DIST. 9750515666 | 7714 | Vodafone | Tamil Nadu | GBT
IN-1101247 | AKKARAI PALAYAM | 11.5719 | 78.0865 | MR.R.MOHAN,S/O,RAMASAMY, OLD NO.119,NEW NO.W2BB/181,AKKARAI PALAYAM POST,VERAPANDI VIA,SALEM-636 305-PH-9942115896 | AKRPM1 | Airtel | Tamil Nadu | GBT
IN-1071949 | ALATHUR | 11.4908 | 77.7832 | VELAPPAN GOUNDER,CHETTIANKADU,REDDIYARPALAYAM,ALATHUR(V)(P),SANKAGIRI(Tk),SALEM(Dt),PH:04288-227187. | ALTUR1 | Airtel | Tamil Nadu | GBT
IN-1116949 | ANAI PALAYAM | 11.7255 | 77.8381 | Vadamalai S/O Perumal Gounder Jalagandapuram(Via) Aanaipalam(Po) Eadappadi(Tk) Pakkanadu(Village) Salem (Dt)Ph-92452-92340 | ANPLM1 | Airtel | Tamil Nadu | GBT
IN-1116938 | A.R. CHETTI PATTI | 11.5507 | 77.773 | T.Nallathambi, S/O.Thaylagounder, No.3/10.Kottakadu, A.R.Chittipatty, Sangagiri(Tk), Salem(Dt). Ph.9952212438, | ARCPT1 | Airtel | Tamil Nadu | GBT
IN-1059518 | ARASARA MANI | 11.5691 | 77.7915 | P.Palanisamy, Sf No. 241/2C1, 214 / 2C5, Vinayakar Koil Street Thottam, Kullampatty Post, Sankagiri Tk, Salem - 637101, Ph: 94432 35725 (Acq By Capital) | ASRMN1 | Airtel | Tamil Nadu | GBT
IN-1059557 | AVADATHUR | 11.7054 | 77.8615 | P.Pachamuthu, Sf No: 30/2A, Avadathur Colony, Avadathur Savuriyur Post, Jalakandapuram Via, Mettur, Salem Dist-636 501. | AVDTR1 | Airtel | Tamil Nadu | GBT
IN-1072605 | CHETTI PATTI | 11.4509 | 77.9115 | MR.M.VAIYAPURI,S/O.MUTHU GOUNDER,CHITTAPATTY,MOTTUKADDU,KASTHURIPATTY POST,SANGAKERI TALUK,SALEM DIST.-PH:94432-56766/99427-56766/04288-256766 | CHIPT1 | Airtel | Tamil Nadu | GBT
IN-1059559 | CHITHUR | 11.6417 | 77.8237 | Kamsan @ Perumal, No: 2/234, Nathapathy Keel Street, (Mallaigai Store), Land Besides Sivasakti Workshop, Chittur, Edappadi Tk, Salem Dist - 637101, Ph-04283-234506(Pp) (Acq By S. Raghunathan) | CHITR1 | Airtel | Tamil Nadu | GBT
IN-1116942 | DADAPURAM | 11.6202 | 77.8775 | Mrs.A.Pachiyammal.W/O.Annamalai,Sf.No.4/86,Dadapuram West Street,Dadapuram Post,Edapadi Taluk,Salem Dist.-637105.Ph:9486350601/9362125264/04285-258233 | DDPRM1 | Airtel | Tamil Nadu | GBT
IN-1059576 | DESAVILAKKU | 11.6455 | 77.9724 | M.Chinnaiya Gounder, Sf No: 484/4C, No: 5/158, Marayampattym, Thattampatty Post, Omalur Tk, Salem-636 306. Ph: 04290-257259 | DSVLK1 | Airtel | Tamil Nadu | GBT
IN-1060421 | DESAKAVUNDANUR | 11.5038 | 77.84 | MR.MUNIYAPPA GOUNDAR,OPP.TO SUPER REDDY KADU,DEVANAKAVANDANUR,SANKAGIRI,SALEM DIST.-98427-09757 | DVNKR1 | Airtel | Tamil Nadu | GBT
IN-1059112 | EDANGAN SALAI | 11.6256 | 77.9854 | M.Chitturaj, 98/624, Edagan Salai, Edagan Salai Post, Sivagangai Post, Salem Dt. | EDGNI1 | Airtel | Tamil Nadu | GBT
IN-1061408 | KUMARAN JEWELLERS , ELAMPALLI | 11.6058 | 78.0042 | Kumaran Jewellers,Kakkapalayam Road, Elampillai | ELPI1 | Airtel | Tamil Nadu | RT Tower
IN-1252645 | ELAMPILLAI | 11.5984 | 78.006 | Mrs.S.Thalliyammal, W/o.S.Natarajan, SF No:20/5, No:2/167, perumagoundapatti, Ellampillai post, Salem-637502, | ELPI2 | Airtel | Tamil Nadu | GBT
IN-1240569 | ETTIKUTTAI MEDU | 11.6145 | 77.937 | C.Senthil kumar, S/o.P.Chinnasamy, SF No: 12/5B3, Ettikuttaimedu village, katchupalli post, idappadi tk, salem dt-637102, 98437-49667 | ETKMD1 | Airtel | Tamil Nadu | GBT
IN-1060889 | IDAPPADI | 11.5864 | 77.8353 | Open Land, Sf.506/2B, Jalagandapuram Road,Idappadi. | IDPD1 | Airtel | Tamil Nadu | GBT
IN-1059692 | IDAPPADI | 11.5866 | 77.8444 | Mr.K.Sidhayan&Mrs.S.Indirani,S.F.No.303,No.51E8,Gandhi Nagar,Vellandi Valasai Post,Edappadi,Salem Dist.-637 105.Ph:04283-224291/99940-38128 | IDPD2 | Airtel | Tamil Nadu | GBT
IN-1111672 | IDAPPADI | 11.5787 | 77.8378 | MRS.P.DHANALAKSHMI,W/o.MR.C.PAVIRUSAN,S.NO.9/1B2B5 SELIYANDI AMMAN KOVIL STREET, KOUNDAMPATTY ROAD,EDAPADI, SALEM DISTRICT - 637 101 | IDPD3 | Airtel | Tamil Nadu | GBT
IN-1106641 | IRAGALOUR | 11.5043 | 77.9636 | I,N,KANTHASAMY, S/O.E.S.NADARAJA GOUNDER, 3/55.PANNIKARA VITTU THOTTAM, IRGALOUR, SANKAGIRI(TK), SALEM(DT). 9944552711, 97880022922 | IRGLR1 | Airtel | Tamil Nadu | GBT
IN-1059522 | IRUPALLI , IDAPPADI | 11.6584 | 77.844 | A. Rajammal, W/O. Arunachalam, No: 12 B, Iruppuli,(Land Back Side Of Aiaidmk Office) Edappadi Tk, Salem Dt - 637101, Ph: 04283 234518 (Acq By Raghunathan) | IRPLI1 | Airtel | Tamil Nadu | GBT
IN-1253010 | IYYAMPALLI | 11.5737 | 78.0264 | Mr.P.Rajendran, S/o.Mr.Palani gounder, SF No:3/16, iyyampalayam, senaipalayam village, vembadithalam post, Veerapandi tk, Salem DT-637504, 90034-60959 | IYMPL1 | Airtel | Tamil Nadu | GBT
IN-1061451 | JALAKANDAPURAM | 11.6988 | 77.8776 | Ravindran Complex, Bazaar Street, Next To Aircel Tower Building, Jalkandapuram. Mobile 9443232388 (Propertier Hotel Selvam New Bus Stand Salem) | JKPM1 | Airtel | Tamil Nadu | RT Tower
IN-1252753 | JALAKANDAPURAM | 11.6915 | 77.8743 | Mr.C.Magendiran, S/o.M.Chinnappan, Mrs.M.Murugavalli, W/o.Mahendran, SF No:250/11, pandiyan valavu, jalagandapuram, mettur tk, salem DT-, 9360561353, | JKPM2 | Airtel | Tamil Nadu | GBT
IN-1074170 | KANNENDERI | 11.5698 | 77.93 | MARIMUTHU,S/O.MUTHAIAH GOUNDER,RAMAGOUNDANVALASU,KANNANDERI(V)(P),SANKAGIRI(Tk),SALEM(Dt),PH:04283-320656,9787253606. | KANNA1 | Airtel | Tamil Nadu | GBT
IN-1059131 | KONGANAPURAM | 11.5709 | 77.9009 | A.Murugesan , Sf No:87/1 , Edapadi Main Road, Konganapuram Post, Edapadi Tk, Salem - 637102 | KGPRM1 | Airtel | Tamil Nadu | GBT
IN-1059453 | KAKAPALAYAM | 11.5589 | 78.0144 | Mr. Sidagoundar, Survey No. 51/1, No.5/478, Kakapalayam, Vembadithalam Post, Salem -637504, Ph: 0427-2496259 (Nh47- Sankagiri Main Road) | KKPYM1 | Airtel | Tamil Nadu | GBT
IN-1060585 | KORANAM PATTI | 11.6143 | 77.8985 | MR.SEERANGAN, MR.P.GOVINDAN, P.KANNAIAH & P ARUNACHALAM, S.NO.237/4 & 5, NO.1/122A, KORANAMPATTI, EDAPADI POST, EDAPADI-TK, SALEM DIST - 637 102.PH: 99427 44754 | KORPT1 | Airtel | Tamil Nadu | GBT
IN-1127328 | KURUVAPATTI | 11.5861 | 77.8711 | Mr.S.Venkatachalam,S/O.Sri Ranga Gounder,Sf.No.75/3F | KRBPT1 | Airtel | Tamil Nadu | GBT
IN-1074607 | KUNJAPPANUR | 11.5768 | 77.9591 | V.P.NALLIAPPAN,S/O.PALANIAPPAN,KUNJAPPANUR(V),KUTHAMPALAYAM(P),SANKAGIRI(Tk),SALEM(Dt),PIN:636102,PH:9942211529. | KUNJA1 | Airtel | Tamil Nadu | GBT
IN-1074673 | LAGUVAN PATTI | 11.6352 | 78.0259 | b gopal,2/173 ariya goundam patti,lagvampatty,murung patti po,sivatha puram via,omalur tk ,salem dt 636307., Ph 99766-68504. | LGVPT1 | Airtel | Tamil Nadu | GBT
IN-1074743 | MANICKAN PATTI | 11.6676 | 77.8796 | S.MADHESH,S/O.SENKODAN GOUNDER,NO:3/1/74,MANICKAMPATTI(V),THRUMANGALAM(P),METTUR(Tk),SALEM(Dt),PH:9788632867. | MANIC1 | Airtel | Tamil Nadu | GBT
IN-1074744 | MANJAKKAL PATTI | 11.5044 | 77.863 | RAMACHANDERAN,S/O.PALANIAPPAN,SIVAPALAYAMEDU,MANJAKALPATTI(V),SANKAGIRI(Tk),SALEM(Dt),PH:04283-263118,9486785842. | MANJA1 | Airtel | Tamil Nadu | GBT
IN-1059482 | MAGUDAMCHAVADI | 11.5466 | 77.9892 | K.N. Kalyanasundaram, 4/132, Pillayar Koil Street, Shanmugapuram, Magudanchavadi, Salem - 637103, Ph: 04283 257719 (Sm) | MGCVD1 | Airtel | Tamil Nadu | GBT
IN-1059352 | MASAKAVUNDAVALUR | 11.5046 | 77.9153 | Rajammal, W/O Raja, Sf No: 502/1B, 504/4A, 502/1A, Main Road, Masagoundavalvur, Ullakkachinur Post, Gonganapuram Via, Sangagiri Tk,- 637102. Ph: 98428-34095, 94437-49752 | MSKDN1 | Airtel | Tamil Nadu | GBT
IN-1061101 | NADUVANERI | 11.5766 | 78.0004 | MR.P.PERUMAL,S/O.PALANIAPPA GOUNDER,SF.NO.153/1 &153/1A1,NO.30/B,NADUVANERI POST,METTU KADU,ELAMPILLAI VIA.,FOUR ROAD,SANGAGIRI TALUK,SALEM DIST.-637504,PH:99437 14952 | NDVNR1 | Airtel | Tamil Nadu | GBT
IN-1066878 | PUTHUPALAYAM | 11.6421 | 77.9005 | MR.RAJA, S/O-PERIYASAMY, PUDUPPALAYAM, SENNAPPANPATTI, EDAPADI(TLK),SALEM-636306, PH:-9842657140, 9865195519(THANGARAJ) | PDUPM1 | Airtel | Tamil Nadu | GBT
IN-1264347 | KANJAM PUDHUR | 11.4831 | 77.935 | K.R.RAMASAMY S/O RAMASAMY GOUNDER,S.F.NO.33,KANJAMPUDUR VILLAGE,VADUGAPATTI POST,SANGAGIRI TK,SALEM DT.630730,PH.9095626167 | PDURU1 | Airtel | Tamil Nadu | GBT
IN-1059618 | PADAIVEEDU | 11.4539 | 77.8112 | A. Karunaharan, Sf No. 180 / 4, Padaiveedu Village, Pachampalayam Main Road, Thiruchengode Tk, Namakkal Dt, Ph: 94426 42358 (Acq By Capital) | PDVED1 | Airtel | Tamil Nadu | GBT
IN-1116948 | PAKKANADU | 11.7014 | 77.8221 | Mr.C.Thananjayan /Mr.Srinivas,S/O.Chinna Durai,Sf.No.199/3 & 4,Pakkanadu Kaspa,Jalagandapuram,Pakkandau,Edappadi Taluk,Salem Dist.-636501.Ph:990039193 | PKKND1 | Airtel | Tamil Nadu | GBT
IN-1061702 | POOLAM PATTI | 11.6563 | 77.7647 | P.Senbagavalli, Sf 165/1, No:141, ( Opp To Bus Stand ), Poolampatti Post, Edapadi Tk, Salem - 637 107 ( 98651 - 39954 / 98427 - 19554 ) | PLPTT1 | Airtel | Tamil Nadu | RT Tower
IN-1116939 | POOMANAIYUR | 11.5716 | 77.7561 | P.Shanmugam, S/O. Sengotaiyan, No.298.Poomaniyur, Koneripatty(Po), Sankari(Tk), Salem(Dt)- 638101. Ph.9842753532. 04283-222552 | PMNYR1 | Airtel | Tamil Nadu | GBT
IN-1060983 | SUBRAMANIYA GOUNDAR'S LAND | 11.5792 | 78.0483 | Subramania Gounder'S Land, Opp To Vmkv Engineering College, Periaseeragapadi Post, Salem - 636308 | PSGP1 | Airtel | Tamil Nadu | GBT
IN-1060212 | SANKAGIRI ROAD | 11.5866 | 78.0628 | MR.P.VENGATESHAN/MRS.MUTHAMMAL/V.GOVINDAMMAL/UNNAMALAI,SF.NO.72,72/3,NO.W3B5/54,PALKARANKADU,VEERAVANDI POST,SALEM DIST.-636 308.PH:98432-26557/0427-2477432 | PSGP2 | Airtel | Tamil Nadu | GBT
IN-1246176 | CHINNA SEERGAPADI | 11.5785 | 78.0555 | P.Chellappan, S/o.Mr.Palaniyappa Gounder, SF No:31/2, & 31/4, Sandhaipettai village, Chinna Seeragapadi post, Salem TK, Salem DT-636308, 95973-96777 | PSGP3 | Airtel | Tamil Nadu | GBT
IN-1274597 | Rabindranath tagore college | 11.4532 | 77.7894 | N.Thangavel S/o Nallaya Gounder, S.F.No.187/2B, Mangarangampalayam Village, Veerachipalayam Post, Sangagiri Taluk, Salem District-637303 Ph.8903503205 | RBTCL1 | Airtel | Tamil Nadu | GBT
IN-1078001 | SITTANUR KOLLA PATTI | 11.6464 | 78.0089 | Mr.M.Subramani, Survey No:23/4B7, Situated at No:136/5, Aariya Gounden patty, mettu kadu | SITPT1 | Airtel | Tamil Nadu | GBT
IN-1061739 | SAKTHI FINANCE CORPORATION | 11.4758 | 77.8694 | Sakthi Finance Corporation, 17R New Idappadi Road, Sankagiri - 637301 | SKGI1 | Airtel | Tamil Nadu | RT Tower
IN-1060998 | CHENNIYAPPAN LAND | 11.4564 | 77.8264 | Chenniappan Land, Adjacent To Icl, Salem Main Road, Sankagiri. | SKGI2 | Airtel | Tamil Nadu | GBT
IN-1060064 | BHAVANI MAIN ROAD | 11.4727 | 77.8616 | MR.S.MANI,S/O.SENGODAGOUNDER,S.NO.525/2C,OLDNO.1/92A,NEWNO.1/53,SWAMYNATHANTHOTTAM,BHAVANIMAINROAD,SANGAGIRI,SALEMDIST-637301.PH:04283-241122 | SKGI3 | Airtel | Tamil Nadu | GBT
IN-1060036 | KONGANAPURAM | 11.4859 | 77.8883 | M.SARAVANAN,S.NO:45/1,NO.1/81C,KONGANAPURAMPRIVU ROAD,AKKAMAPET POST,SANGAGIRI,SALEM-637301.PH:04283-241434. | SKGI4 | Airtel | Tamil Nadu | GBT
IN-1062837 | SANKAGIRI RAILWAY STATION | 11.4495 | 77.8726 | MR.PERIYASAMY,RAJ COMPLEX,NO.24,KUMARAPALAYAM ROAD,SANKAGIRI RAILWAY STATION,SANKAGIRI TALUK,SALEM DIST.-637302.PH:98427-40675 | SKGI5 | Airtel | Tamil Nadu | RT Tower
IN-1060697 | V.N. PALAYAM | 11.4794 | 77.8726 | MR.SK.KARUMBAIRAM,N0.4-D1,G.H.ROAD,SANKAGIRI POST,SALEM DIST.-637301.PH:99942-28066/04283-241663 | SKGI6 | Airtel | Tamil Nadu | GBT
IN-1127344 | SANKAGIRI MAIN ROAD | 11.5957 | 78.0828 | Mr.Thiruselvam, S/O.R.Periya Gounder, Sf.No.48/6, 6A & 6B, No.4/160 | SLM98 | Airtel | Tamil Nadu | GBT
IN-1059552 | SURAPPALI | 11.7184 | 77.8769 | R.Mariyappan, Sf No: 6/3-35, Open Land Of Mr. Mariyappan, Land Near Thirupalani Velavan Oil Mill, Surapalli, Salem Dist Ph: 94434-57945 | SRPLI1 | Airtel | Tamil Nadu | GBT
IN-1059364 | THEVUR | 11.5256 | 77.7536 | P.Ramasamy, Sf No:222/6, 222/7, No:6, Pilliayar Kovil Street, Thevur Post, Sangagiri Tk, Salem - 637104 | THVUR1 | Airtel | Tamil Nadu | GBT
IN-1067669 | T.KONAGAPADI | 11.6852 | 78.0052 | MR.P.PALANI GOUNDER, S.NO.157/3C, T.KONAGAPADI POST, KITTCHIPALAYAM, OMALUR-TK, SALEM DIST- 636 455. PH:99652 47071 | TKNPD1 | Airtel | Tamil Nadu | GBT
IN-1061021 | PACHAMUTHU'S PLOT | 11.5351 | 77.9621 | Pachamuthu'S Plot, Lakshmanakavundanur, Thaliyur, Sankagiri T.K. | TLYR1 | Airtel | Tamil Nadu | GBT
IN-1060511 | PERIYAM PATTI | 11.7014 | 77.9781 | MRS.S.RANI, W/O, MARIMUTHU, LAND BACK OF MSR WATER SERVICE, NANGERI PATTI, THEKKAM PATTI VILLAGE, PERIYA KANAM PATTI POST, OMALUR TK, SALAM- 636502.. PH- 98653-04794, 04290-251008 | TMLM2 | Airtel | Tamil Nadu | GBT
IN-1116935 | TANGAIYUR | 11.5235 | 77.8889 | Mr.R.Kaliannan Gounder,S/O.Ramasamy Gounder,1/5/103,Varatham Kattanur,Tulkan Kaddu,Manjakal Patti Post,Sankagiri Taluk,Salem Dist.-637102.Ph:98427-56783/94498-38225 | TNGYR1 | Airtel | Tamil Nadu | GBT
IN-1250651 | THUTTAMPATTI | 11.6742 | 77.9634 | Mrs.K.Palaniyammal, W/o.Kandan, S.F.No.48/11, & 48/12, Thuttampatty Village & Post, Omalur TK, Salem District. | TUMPT1 | Airtel | Tamil Nadu | GBT
IN-1264701 | VELLAYAMPALAYAM | 11.5453 | 77.9274 | K CHINNATHAMBI,S/O.KANDASAMY,SF NO:74/4, | VELYM1 | Airtel | Tamil Nadu | GBT
IN-1253008 | VAIGUNDHAM | 11.523 | 77.9381 | Mr.K.Ranganathan, S/o.Mr.Arumugam, SF No:218/17A, vaikundam village, vaikundam post, Nadhankadu, Sangagiri tk, Salem DT-637103, 99526-22577 | VKDNM1 | Airtel | Tamil Nadu | GBT
IN-1116945 | VELLAI GOUNDANUR | 11.6287 | 77.7938 | Mr.Thanraj,Murashakutti Post,Vellaigoundanur,Edapadi Taluk,Salem Dist-Ph-98427 06099 | VLGDR1 | Airtel | Tamil Nadu | GBT
IN-1059646 | VELLALAPURAM | 11.6455 | 77.9405 | Mr.V. Palanimalai, S. F.No.270/2, No.3/204, Near Govt., School, Vellapuram, Chinnappampatti Post, Edappadi Taluk, Salem Dist.- 636306. Ph: 04290-257331 (P.P) | VLLPM1 | Airtel | Tamil Nadu | GBT
IN-1059544 | VELLARI VALLI | 11.6015 | 77.7934 | R. Kandasamy, S/O. Ramasamy, Sf No. 543/2, 243/2D, Kumarapalayam Road, Vellarivalli Post, Salem - 637101, Ph: 04283-235539 (Acq By Capital) | VLRVI1 | Airtel | Tamil Nadu | GBT
IN-1062235 | VANAVASI | 11.7526 | 77.878 | V. Rajendran, S/O. Mr. Veeri Chettiyar, No: 4/21A, A.Vanavasi Post, Near Bus Stand, Sri Ramvinayaka Textiles, Vanavasi, Mettur Tk, Salem Dist - 636457, Ph: 04298-266833 (Acq By S. Raghunathan) | VNVSI1 | Airtel | Tamil Nadu | RT Tower
IN-1077999 | VAANIYAM PADI | 11.5572 | 78.0845 | Mrs.M.Ammasi, Survey No:84/7 situated at No:w5:B7/217, Thoppukkadu, Arasampalayam | VNYPD1 | Airtel | Tamil Nadu | GBT
IN-1031824 | SLMNEWBUSSTD | 11.6674 | 78.1396 | V.Arulmozhi, No.5/166-A, Angammal Colony, Salem - 636 009. | 366 | Vodafone | Tamil Nadu | RT Tower
IN-1030810 | MELLURE | 11.8494 | 78.0106 | Kalaivanan, SF No: 399/2B2, Kongupatti post, omalur Tk, Veesareddiyur kattuvalavu, Salem Dt - 635 305 / 04290-246431 | 835 | Vodafone | Tamil Nadu | GBT
IN-1128466 | VINCENT | 11.666 | 78.1581 | K.MUTHUSAMY, 174/122, CHERRY ROAD, | 1189 | Vodafone | Tamil Nadu | RT Tower
IN-1031884 | MDSNAGAR | 11.6801 | 78.1557 | V.PRASANNA, No.56/D4, Ganga Nagar, Asthampatty, Salem - 236 007. | 1791 | Vodafone | Tamil Nadu | RT Tower
IN-1031931 | NARASODHIPATTI | 11.6827 | 78.1277 | R.CHINNAPONNU, S.F.No.28/14,28/14A, No.322/7, Perumal Malai Road, Near Kurangu Chavadi, Narasothipatty, Salem 636 004. | 1792 | Vodafone | Tamil Nadu | RT Tower
IN-1031883 | PANNANKADU | 11.6526 | 78.0939 | K.R.MOTHILAL, No.1/205-A, Siddar Koil Main Raod, Near Panangadu Bus Stop, Panankadu, Salem - 636 907. | 1832 | Vodafone | Tamil Nadu | RT Tower
IN-1031897 | SBCOLONY | 11.6711 | 78.1309 | K.RAJAMANICKAM, No.1/277, New Street, Meyyanur, Salem - 636 004. | 1895 | Vodafone | Tamil Nadu | RT Tower
IN-1031135 | NALUKAPALAM | 11.7727 | 78.0967 | P.Palaniayappan, S/o. Perumal Gounder, SF No: 28/1D, Gobinathapuram, Vellalapatty post, Near Nallukalpallam, Karuvali, Salem - 636 012 / 94434-70661 | 2464 | Vodafone | Tamil Nadu | GBT
IN-1130117 | Chinna Thirupathi | 11.8318 | 78.0303 | T.VARADHAN,S/O THOPPA GOUNDER,NO-4/146,KARUVALI(PO),CHINNA THIRUPATHI(VIA),OMALUR(TK),SALEM(DT),PIN 636305PH-0443259799 | 2530 | Vodafone | Tamil Nadu | GBT
IN-1130109 | SEMAMDAPATTI | 11.7879 | 78.0236 | M.LAKSHMI,W/O MANIKKAM,METTU SITE,NEAR VINAYAGAR KOVIL,SEMMANDAPATTI(PO),OMALUR(TK),SALEM(DT),PH-0427 248531 | 2531 | Vodafone | Tamil Nadu | GBT
IN-1031913 | VELLALAPATTI | 11.75 | 78.1026 | K.MURUGESAN, K.Murugesn, Adi dravidar street, Vellalapatty bus stand, vellalapatty post, Karupur Via, Omalur TK, Salem - 636 012 / 94432-65500 | 2551 | Vodafone | Tamil Nadu | RT Tower
IN-1031176 | KRTHOPPUR | 11.674 | 78.0029 | N.Kandasamy, S/o.Nachiyapp gounder, SF No: 636/2, 8/459, KR Thoppur, Main road, Thottamedu, Narasak kadu, Karukkalvadi, omalur TK, Salem , 98659-14505 | 2624 | Vodafone | Tamil Nadu | GBT
IN-1031564 | HASTHAMPATI | 11.6743 | 78.16 | MTR Complex, door No.43/B, Hastampatty Main Road (Cherry Road) Salem - 7 | 4013 | Vodafone | Tamil Nadu | RT Tower
IN-1031563 | FOURROAD | 11.6653 | 78.149 | Mithila Lodge,Four Roads,Permanur Rd,Salem | 4016 | Vodafone | Tamil Nadu | RT Tower
IN-1031570 | SALEMJUNCTION | 11.6704 | 78.1154 | Salem junction, salem | 4020 | Vodafone | Tamil Nadu | RT Tower
IN-1030441 | STEEL PLANT | 11.6672 | 78.0386 | BPL Tower, Near Steel Plant Main Gate,Salem | 4023 | Vodafone | Tamil Nadu | GBT
IN-1255154 | SURAMANGALAM | 11.6802 | 78.1125 | Mr. V.C. Mani, TCC Thirumana Mandapam, Jahireddipa | 4047 | Vodafone | Tamil Nadu | RT Tower
IN-1030479 | KANNANKURICHI | 11.6988 | 78.1797 | Sri Kannika Parameswara Amman Devasthanam, Sf No 58/1, Kannankurichi 636 008. Ph 0427 2405988, 93451 63041 | 4051 | Vodafone | Tamil Nadu | GBT
IN-1030633 | ARCADEADIVARAM | 11.7107 | 78.1765 | K. Siva Prakash, S.F.No.97/1, Opposite To Angalamman Koil Street, Kondappanaickenpatti, Salem - 636 008. | 4066 | Vodafone | Tamil Nadu | GBT
IN-1031383 | OMALUR | 11.7433 | 78.0461 | JMB complex,Chittu koil street,Near Omalur busstand,Omalur | 4403 | Vodafone | Tamil Nadu | RT Tower
IN-1030575 | BANGALOREHW | 11.6945 | 78.1107 | E. Raja Gounder, S.F.No.149/1, Omalur Main Road, Mamangam, Salem - 636 302. | 6288 | Vodafone | Tamil Nadu | GBT
IN-1031719 | ARSIPALAYAM | 11.6611 | 78.1416 | S. Ragupathy, No.68/2,Raja Kannu Street, R.D.Pal Street, Aricipalayam, Salem - 636 009. | 6446 | Vodafone | Tamil Nadu | RT Tower
IN-1030536 | CHINATIRUPATHI | 11.6836 | 78.1637 | G. Murugan, T.S.9,Door No.89,Kamber Street, Chinna Thirupathy Post, Salem - 636 008. | 6447 | Vodafone | Tamil Nadu | GBT
IN-1030632 | LEEBAZAR | 11.6631 | 78.132 | M. Vimala, S.F.No.15/13,No.146,Senthil Raju Industries, Suramangalam Main Road, Three Roads, Salem - 636 009. | 6454 | Vodafone | Tamil Nadu | GBT
IN-1031713 | KANTHMPTIBYPAS | 11.6491 | 78.1205 | , V.K.V.Complex, Kanthampatti Bypass, Salem - 636 005. | 6455 | Vodafone | Tamil Nadu | RT Tower
IN-1030542 | PERIYAPUDUR | 11.687 | 78.1524 | V. Thangavel, S.F.No.156/3,Door No.635/1, Alagarpuram, Periyapudur, Salem - 636 016. | 6456 | Vodafone | Tamil Nadu | GBT
IN-1030635 | PERIYAKULAMPATY | 11.6944 | 78.168 | M.Manikem, S.F.No.94/4,Kamarajar Road, Periyakollappatti, Kannakuruchi Post, Salem - 636 008. | 6457 | Vodafone | Tamil Nadu | GBT
IN-1246173 | VATTAKADU | 11.7742 | 78.1186 | R.SAKUNTHALA W/O.RAMASAMY,S.F.NO.6/5,VATTAKADU VILLAGE PSOT,OMALUR TK,SALEM DIST.636 012 | 7711 | Vodafone | Tamil Nadu | GBT
IN-1072780 | Chinnandipatti | 11.8055 | 78.0278 | V.parama sivam,s/o veeran,pearyapatti pirivv po,kamal puram vill ,seamana patti village ,omalur tk ,salem dt. 636309,ph 9789177597. | CNDPT1 | Airtel | Tamil Nadu | GBT
IN-1072801 | Chettichavadi | 11.7358 | 78.1595 | MRS.S.MARIYAMMAL,W/O.P.SHANMUGAM,SF.NO.21/2B,NO.413,SIVA NAGAR,CHETTI CHAVADI,KANNAN KURICHI POST,SALEM DIST.-636008.PH:98657-87766 | CTCVD1 | Airtel | Tamil Nadu | GBT
IN-1264719 | DALMIA COLONY | 11.712 | 78.1147 | SF No: 97/3,4,MURUGESAN,S/O KARUPPANNA GOUNDER ,DALMIYA COLONY, VELLAKALPATTI | DMCLY1 | Airtel | Tamil Nadu | GBT
IN-1275514 | GOLAPPATTI | 11.6712 | 78.0857 | M Manimala D/o Manikam Sf.No.24/4A2,4A3, Sithanur Village, Dalavaipatti Post, Opposite to Salem Milk Dairy, Salem Taluk and District - 636302. PH.9442586577 | GLPTI1 | Airtel | Tamil Nadu | GBT
IN-1116169 | Salem | 11.6681 | 78.1328 | V.Thangavel,s/o S.A.Vediyappan,Sri vari shopping mall,Block-2,No 258,New Busstand road,Meyyanur,Salem.636004.Ph:99949 99919 | ISLM0001 | Idea | Tamil Nadu | RT Tower
IN-1265279 | KARAVALI | 11.8626 | 78.03 | Mr.T.S,Madayan, SF No:506/1C, Kuppanaickanoor , Kongupatti post, Omalur tk, Salem, 94434-27866 | KAVLI1 | Airtel | Tamil Nadu | GBT
IN-1252549 | Kammandapattikattuvalavu | 11.7514 | 78.03 | Mr.S.Kuppusamy, S/o.Sengodan, SF No:2/6C, meikintheru, Kamandapatti kattu valavu, pachanampatti post, Omalur tk, salem - 636455, | KMDPT1 | Airtel | Tamil Nadu | GBT
IN-1246210 | METTUPATTI | 11.7099 | 78.0996 | Mr Periyasamy, S/0 Ponnusamy, Mettupatti, Karupur -012. Ph - 9443764626 | KRPUR3 | Airtel | Tamil Nadu | GBT
IN-1246891 | Ammankovil St | 11.7254 | 78.0958 | Mr.Iyyan Durai, S/o.Manakkaran, SF No:192/2B2, plot no:9 & 16, 6th ward, Amman kovil street, karupur village, karupur post, omalur tk, salem DT-636012, 9092076256 | KRPUR4 | Airtel | Tamil Nadu | GBT
IN-1061593 | Maramangalathupatti | 11.6705 | 78.0473 | M.Senguttuvan, Sf Bo:102/11. Old No: 1-1/454, New No: 467-3, Kalai Garden 1St Street, Maramangalathupatti, Salem - 636030 | MGLPT1 | Airtel | Tamil Nadu | RT Tower
IN-1059627 | Malla Moopam Patti | 11.6779 | 78.0944 | N. Muruganandam, Sf No. 58/8, Door No:3, 87-A, Ward No:3, Panchayat Office, Ayyam Perumal Patty Post, Salem - 636302, Ph: 94432 34313 (Acq By Raghunathan) | MLAPT1 | Airtel | Tamil Nadu | GBT
IN-1126353 | MAILAPALAYAM | 11.7458 | 78.081 | E..Rathinammal W/o.K.Elangovan no. 2/199/8,Mattukanur po,Ettikuttapatti Village,Omalur Tk,Salem Dist. 636 011. PH 9842627675 | MLPPM1 | Airtel | Tamil Nadu | GBT
IN-1062233 | MUTHU NAIKEN PATTI | 11.7137 | 78.0334 | T.Bharathi, S/O. Mr.Thangavelu, Sf. No 219/8, No. 4-411,Thanga Laxmi Complex, Muthunaickenpatti, Omalur Main Road, Salem Dist - 636304, Ph: 04290-231357 / 94425 59300.(Acq By Sm) | MNPTI1 | Airtel | Tamil Nadu | RT Tower
IN-1060949 | Gajalakshmi Land | 11.7413 | 78.0451 | Gajalakshmi Land, B15 Angalammam Koil Street, Omalur. | OMLR1 | Airtel | Tamil Nadu | GBT
IN-1062549 | Dharmapurimainroad | 11.7498 | 78.0481 | MR.R.MANI,S/O.RAMASAMY,2/10,NEWNO:2/54,CHELLAPILLAIKUTTAIPOST,OMALURTK-636011.PH:9443602039,04290220389 | OMLR2 | Airtel | Tamil Nadu | RT Tower
IN-1062893 | Bus Stand Area | 11.7425 | 78.0487 | MR.V.NAGARAJAN,S/O.VEERAPPA CHETTIYAR,SF.NO.76/6 & 79/6A,NO.22-B,BUS STAND STREET, OMALUR POST,OMALUR TALUK,SALEM DIST.-636455,PH:98425-44522/98428-13903. | OMLR3 | Airtel | Tamil Nadu | RT Tower
IN-1116947 | Pagalpatti | 11.7008 | 78.0561 | Mr,Alagesan,Gopals/O,Ramasamy Gounder,?Pagalpatti,?Pagalpatti Post?Muthunaickenpatti Via,?Omalur Taluk Salem-636304. | PAGAL1 | Airtel | Tamil Nadu | GBT
IN-1250639 | Papambadi | 11.6804 | 78.0424 | S.Appanu, S/o.Mr.Sadaya gounder, SF No:47/1, keera papambadi vilalge, maramangatupadi post, Salem TK, salem Dt-30, | PPBDI1 | Airtel | Tamil Nadu | GBT
IN-1060538 | Pottipuram | 11.777 | 78.056 | MRS.T.RAMAKKAL,W/O.THONTHALI GOUNDER,NO.6/210,POTTIPURAM,NALKKAL PALAM VIA.,POTTIPURAM POST,OMALUR TALUK,SALEM DIST.-636309.PH:98946-39531 | PTTPM1 | Airtel | Tamil Nadu | GBT
IN-1253007 | Reddiyur | 11.7871 | 78.0936 | MRs.P.Muthayee, W/o.Late palaniyappan, SF No:420/4, reddiyur village, Sakkarachettipatty post, Omalur tk, salem DT-636012, 98658-43189 | REDUR1 | Airtel | Tamil Nadu | GBT
IN-1061743 | Ns Complex | 11.6633 | 78.1469 | 6 Omalur Road, Salem-09 | SLM01 | Airtel | Tamil Nadu | RT Tower
IN-1061744 | Ideal Garden Complex | 11.6756 | 78.1325 | 7/54 Junction Main Road, Five Roads, Salem-04 | SLM02 | Airtel | Tamil Nadu | RT Tower
IN-1279552 | Vinayaka Hostel | 11.6706 | 78.1146 | R Santhakumar, S/o P Ramamoorthy19/1 post office road suramangalam salem dt | SLM166 | Airtel | Tamil Nadu | RT Tower
IN-1118414 | Jagir Ammapalayam | 11.6852 | 78.1219 | MR.K.SUGAVANESHWARAN S/o,MR.KARUPPANNAN,S.NO.238/7,238/8 AT 1256/1 OMALUR MAIN ROAD, JAGIRAMMAPALAYAM VILLAGE, SALEM TALUK, SALEM DISTRICT - 636 005 PH:9443213656 | SLM102 | Airtel | Tamil Nadu | RT Tower
IN-1062920 | Peramanur East Street | 11.6644 | 78.1513 | P.SINGARAVEL, S/O.PATCHAMUTHU, NO.207. RAJIVGANDHI ROAD, SANKAR NAGAR, SALEM-7. PH.9865249110. | SLM105 | Airtel | Tamil Nadu | RT Tower
IN-1067387 | Kollaipatti | 11.6691 | 78.0747 | MR.P.SALAIYAPPAN & MRS. P.NALLAMMAL, S.NO.53/17 & 53/10, NO.2/88, VATTAMUTHAM PATTY, MGR NAGAR, S.KOLLAPATTY POST, SALEM DIST - 636 030. PH:98946 03987 | SLM106 | Airtel | Tamil Nadu | GBT
IN-1246211 | MGR NAGAR | 11.7215 | 78.0707 | Mr.S.Selvanand S/o.M.Selvakumar, S.F.No.22/4C2, K.G.Patti Post, Omalur TK, Salem District.636011.Ph.93456-51942, | SLM115 | Airtel | Tamil Nadu | GBT
IN-1061753 | Sundaram Bldg. | 11.6942 | 78.1633 | Sundaram Building, Opp To Ponmari Saw Mill, Gorimedu.Salem. | SLM12 | Airtel | Tamil Nadu | RT Tower
IN-1246276 | Thiruvakoundanur | 11.6654 | 78.1213 | MRs.S.Saroja, W/o.Mariyappan, SF No:51/3, mariyamman koil opposite, Thiruvagoundanur, Salem DT-636005, 9442876060 | SLM120 | Airtel | Tamil Nadu | RT Tower
IN-1264143 | SALEM RS | 11.6745 | 78.1133 | Mrs.R.Sudha, W/o.P.Ravindran, Old S.F.NO.64/A2, New.64/2A1,2A,2B, Suramangalam Village, Salem -5. Ph.94433-42487. | SLM124 | Airtel | Tamil Nadu | RT Tower
IN-1247023 | Trichy Road | 11.6684 | 78.1379 | Mr.P.Rangaiyan, S/o.Periannan, Sundaram Manson, D.No.22, New Bus Stand, Opp to ATC Depo, Salem-636004.Ph.94432-65450, | SLM125 | Airtel | Tamil Nadu | RT Tower
IN-1252807 | Old Suramangalam | 11.672 | 78.1 | MRs.P.Chellammal, W/o.Perumal, SF No:30/1B2, no:59,. Solampallam line, Tharamangalam main road, Suramangalam post, Salem-636005, | SLM128 | Airtel | Tamil Nadu | GBT
IN-1252828 | Kollapatty | 11.7022 | 78.1689 | 5/134, CHINNA KOLLAPATTI, | SLM132 | Airtel | Tamil Nadu | RT Tower
IN-1254752 | Bodinayakanpatti SLM | 11.6588 | 78.1125 | Mr.R.Raja, S/o.Rathinam, RSF No: 132/1A3, Sivadapuram Village, Salem DT- 5, 94423-84654 | SLM135 | Airtel | Tamil Nadu | GBT
IN-1061755 | Ramesh Kalyana Mandapam | 11.6667 | 78.1556 | Rajaji Road, Kumarasamypatti, Salem - 7 | SLM15 | Airtel | Tamil Nadu | RT Tower
IN-1061756 | K.S Apartments | 11.6731 | 78.1456 | 51 4Th Main Road, Brindawan, Kailash Nagar, Salem | SLM16 | Airtel | Tamil Nadu | RT Tower
IN-1061757 | Arul Mozhi Building | 11.6672 | 78.1397 | V.Arul Mozhi, S/O Late M.Vaidyalingam, 5/166A Angammal Colony, Salem - 9 | SLM17 | Airtel | Tamil Nadu | RT Tower
IN-1061761 | Ramakrishna Road | 11.6762 | 78.1519 | Mr. C. Muthuraman Building, 37-A, Sharda College Road . Salem .9443340605 | SLM22 | Airtel | Tamil Nadu | RT Tower
IN-1061763 | Pcc Complex | 11.68 | 78.1122 | Pcc Complex# 1/1 Zagir Reddipatti, Salem | SLM24 | Airtel | Tamil Nadu | RT Tower
IN-1059220 | Murugesan Land | 11.6817 | 78.1425 | Murugesan Land, Plot No 38/115 New Fairlands, Near Holy Angels School, Salem. | SLM25 | Airtel | Tamil Nadu | GBT
IN-1061001 | Sengodan Land | 11.7131 | 78.0832 | Sengodan Land, Behind Sivasakthi Cofeebar,Opp To Karuppur Engg College, Salem. | SLM26 | Airtel | Tamil Nadu | GBT
IN-1061003 | Land,Near Steel Plant | 11.6675 | 78.0393 | # 2/2 / 356, Maruthi NagarSalem Steel Plant (Post), Salem | SLM33 | Airtel | Tamil Nadu | GBT
IN-1061768 | Chinna Thirupathi | 11.6789 | 78.1689 | Vinayaga Cofee Bar Building, Near Eb Office Complex, Kannankurichi Road, Chinna Thirupathi Post, Salem | SLM34 | Airtel | Tamil Nadu | RT Tower
IN-1061769 | Sona Engg College | 11.675 | 78.1246 | C B S Complex, 6/247, Near Sona Engg College , Tpt West, Salem . 9443136631 | SLM35 | Airtel | Tamil Nadu | RT Tower
IN-1062032 | Cherry Road | 11.6614 | 78.1592 | A.R.Muthuraman, Muthu Meena Complex, 178, Cherry Road, Salem-636001. Ph: 94432-33630, 0427-2416426 | SLM42 | Airtel | Tamil Nadu | RT Tower
IN-1062321 | Collector Office | 11.6579 | 78.1566 | Mr.A.Anwar Baasha,T.S.No.24,Old Sf No.727A,Ward B Block,No.17,Msk Kalayana Mandapam,Stadium Road,Salem-636 020.Ph:94436-97974 | SLM43 | Airtel | Tamil Nadu | RT Tower
IN-1062033 | Jagir Ammapalayam | 11.6773 | 78.1204 | K.Perumayammal, Survey No,270,/7, No,4/48, Gandhi Nagar, Jagir Ammapalayam, Salem Dt-636 302 | SLM45 | Airtel | Tamil Nadu | RT Tower
IN-1062078 | Swarnapuri | 11.6735 | 78.1386 | S.Ravikumar, 25/15, Vinayakar Koil Street, Pereniel Systems Building, Swarnapuri, Salem - 636004, Ph: 0427 2211123 / 92445 03151 | SLM46 | Airtel | Tamil Nadu | RT Tower
IN-1062034 | Shivaya Nagar | 11.6828 | 78.1369 | K.S.Shanmugavadivu, No;103/1, Main Road, 3Rd Cross, Cutting Corner Building, Opp. To Thirumala Illam, Shivaya Nagar, Salem Dist-636004. | SLM47 | Airtel | Tamil Nadu | RT Tower
IN-1062035 | Old Suramangalam | 11.6723 | 78.1081 | A.Jayakumar,22/3, Sithumariamman Koil Street, Ration Shop Bldg, Old Suramangalam, Salem Dt-636005,Ph: 0427-5541237, Owner'S Address:C-16, Tata Colony, Junction Main Road, Salem Dt-636005 | SLM51 | Airtel | Tamil Nadu | RT Tower
IN-1062036 | Law College | 11.7019 | 78.1739 | Mr.R.Hariharan(Advocate)Vice Chairman, Tamilnadu Consumer Vigilence Council, Indiranagar,Chinnakoilpatty,Salem-8,Ph-9443243427 | SLM52 | Airtel | Tamil Nadu | RT Tower
IN-1062048 | Kondappanayakanpatty | 11.7094 | 78.177 | R.Senthil Kumr ,Survey No,97/9, Near Sekar Saw Mill, Kondappa Naicken Patty , Salem-636 008, Ph No,0427 2403571, 9442772240 | SLM53 | Airtel | Tamil Nadu | RT Tower
IN-1062037 | Kumarmangalam Medical College | 11.6717 | 78.0689 | P.M. Ramachandran , No - 3/132A, Rathna Garden, Opp to Kumarmangalam Medical College, S. Kollapatti, Salem - 636030. Ph No - 9944942488 | SLM54 | Airtel | Tamil Nadu | RT Tower
IN-1062312 | Sivadhapuram | 11.6508 | 78.1106 | Aircel Site, Palaniammal Shopping Plaza, Sidhar Kovil Street, Sivadhapuram | SLM57 | Airtel | Tamil Nadu | RT Tower
IN-1062088 | Mullai Nagar | 11.6684 | 78.1214 | D.Ravichandran, Sf No. 58/4B, New Building Opp. To Asian Paint Godown, Thiruvagoundanur Bye Pass Road, Salem - 636005, Ph: 94433 35735 | SLM58 | Airtel | Tamil Nadu | RT Tower
IN-1062458 | Membala Nagar | 11.6619 | 78.1248 | Resurvey ( New option : Mr. Veerasamy, Ranga Illam, D.No : 94, Membalam Nagar, Salem - 636 005, 94434 71492 | SLM60 | Airtel | Tamil Nadu | RT Tower
IN-1062385 | Lee Bazaar | 11.6557 | 78.1403 | Mr.B.Sivapriya,New.T.S.No.3,WardD,Block No 8,No.50/51,Thiyagi Muniyappan Road,Lee Bazaar,Salem Dist-9.Ph.No.9345292928.,0427-2353053. | SLM61 | Airtel | Tamil Nadu | RT Tower
IN-1062038 | 3 Roads | 11.6629 | 78.1329 | K.Ramalingam, Seth Building, Meyyanoor Main Road, Three Roads, Salem Dist-636009. | SLM62 | Airtel | Tamil Nadu | RT Tower
IN-1062215 | Hastampatty | 11.6703 | 78.1609 | A.Nagarajan, No: 82/3, Raja Nagar, 2Nd St, Hastampatty, Salem Dt-636007. Ph: 94421-65282 | SLM69 | Airtel | Tamil Nadu | RT Tower
IN-1062196 | Bharathi Street | 11.6813 | 78.1513 | K. Mani, 490, Vivekanandar Street, Alagapuram Periyaputhur, Salem - 636016, Ph: 98426 75718 (Raghunathan) | SLM71 | Airtel | Tamil Nadu | RT Tower
IN-1062130 | Alagapuram | 11.6769 | 78.1455 | G.Rajkumar, 84/15, Vijay Enclave, Opp To Saradha Vidhyalaya Higher Secondary School, Saradha College Road, Failands, Salem 636016, Ph: 98427 04050 (Acq By Raghunathan) | SLM72 | Airtel | Tamil Nadu | RT Tower
IN-1059834 | Nagaramalaya Adivaram | 11.694 | 78.1397 | Mr.S.Sagunthala,Sf.No.21,New Survey No.21/5D, As Per Subdivision Sf.No.21/5D2,Thirunelveli Lands,Nagarmalai Adivaram,Salem Dist-636026.Ph.No.98426-86300. | SLM76 | Airtel | Tamil Nadu | GBT
IN-1059733 | Jagirammanpalayam Extn. | 11.696 | 78.1238 | Mr.J.Muthukumar,Sf.No.180/2,As Per Subdivision Survey Permises No.180/2B2C,Jagirammapalayam Village Salem Dist.-636 008.Ph:93666-93636(Remarks:Mm Industries Managing Director Is J.Muthukumar) | SLM77 | Airtel | Tamil Nadu | GBT
IN-1062422 | New Bus Stand | 11.6711 | 78.1415 | MRS.A.SANTHANALAKSHMI NEW SURVEY NO.108, SELVA COMPLEX , OLD DOOR NO.277B, NEW NO.2-11,RAMAN ROAD , AVK NAGAR , OPP. TO NEW BUS STAND , SALEM DISTRICT - 636004 | SLM80 | Airtel | Tamil Nadu | RT Tower
IN-1059951 | Kannankurichi Road | 11.6851 | 78.1697 | MR.I.RADHAKRISHNAN, S.NO.255/2A, NO.34/35, BALAJI NAGAR, KANNANKURICHI ROAD, SALEM DIST - 636 008. PH:93666 06665 / 98428 09961 | SLM81 | Airtel | Tamil Nadu | GBT
IN-1062423 | Subramanya Nagar | 11.6734 | 78.1201 | MR. NATARAJAN, OLD S.F NO: 5/1B,NEW S.F NO:5/1B1A2A1, SUBAM COMPLEX, SUBRAMANIYA NAGAR, SALEM:636 005 | SLM82 | Airtel | Tamil Nadu | RT Tower
IN-1062535 | Swarnapuri | 11.6723 | 78.1354 | Mr.E.Srinivasan, S/o.P.Elumalai, 4/165, Srinivasa Complex, Ram nagar, Sornapuri 2nd Gate, Salem-636004. Ph:94864 98326, 0427-2430023 | SLM84 | Airtel | Tamil Nadu | RT Tower
IN-1062640 | Nagarmalai Road | 11.6774 | 78.1392 | MR.B.SARAVANAN,S.NO.75/3,NO.90,THROWPATHYAMMANKOIL STREET,ALAGAPURAM,SALEM DIST-636016,PH:9442336292/0427-2445757 | SLM85 | Airtel | Tamil Nadu | RT Tower
IN-1062651 | State Bank Colony | 11.6727 | 78.1279 | MR.V.VADIVELU,SF.NO.32,NEW SF.NO.28/15C, NO.28/15C2,NO.5/279-1,STATE BANK COLONY.ABIRAMI AUTO GARRAGE BUILDING,KOVAI BYE PASS ROAD,SALEM DIST.-636 004.PH:94432-43471/0427-2336395 | SLM86 | Airtel | Tamil Nadu | RT Tower
IN-1062703 | Mds Nagar | 11.6785 | 78.156 | MRS.D.VALARMATHI/MR.K.DURAI,TS.NO.28/2,NO.75/5K,5TH CROSS,MDS NAGAR,ASTHAMPATTY,SALEM DIST.-636 007.PH:0427-2314601. | SLM87 | Airtel | Tamil Nadu | RT Tower
IN-1062713 | New Bus Stand | 11.6684 | 78.1359 | MRS.R.CHITRA,W/O.P.ASHOK,SF.NO.60/7,60/7A,NO.2/99/8,MEYYANUR BLOCK NO.1,YERCAUD ROAD,NEW BUS STAND,SALEM DIST.-636 001.PH:94433-44696 | SLM89 | Airtel | Tamil Nadu | RT Tower
IN-1062903 | Kurungi Nagar | 11.6795 | 78.1234 | MR.ASHOKKUMAR, BARATHI NAGAR, JAGIRAMMAPALAYAM, SALEM - 636302 | SLM90 | Airtel | Tamil Nadu | GBT
IN-1113729 | SALEM DAIRY | 11.6678 | 78.0837 | Salem Dairy,Aavin Sidhanoor,Talavaipatti(po),Salem | SLMM11 | Airtel | Tamil Nadu | RT Tower
IN-1101172 | Manipal Hospital | 11.7032 | 78.1021 | M/S.MANIPAL HOSPITAL,DALMIA BOARAD,SALEM.CONTACT PERSON:MR.BALAMURUGAN-99446 18450 | SLMM8 | Airtel | Tamil Nadu | RT Tower
IN-1252550 | Saminaikanpatty | 11.7049 | 78.0818 | Mr.N.Sivakumar, S/o.Mr.Natesan, No:8/3C, saminaikanpatty village, government Engineering college, omalur tk, salem Dt, | SMKPT1 | Airtel | Tamil Nadu | GBT
IN-1250638 | SENGARADU | 11.7453 | 78.1323 | Mr.I.Govindan, S/o.Iyyamuthu, S.F.No.110/2C3, Sembu Mariamman Koil, Senkaradu, Thathaiyangarpet, Omalur TK, Salem 636 012. | SNGRD1 | Airtel | Tamil Nadu | GBT
IN-1067626 | THUNBATHULI PATTI | 11.6394 | 78.0558 | arumugan,s/o palani gounder,mel kadu,gandi nager,thunb thuil patti,sivatha puram via ,salem tk ,salem dt. 636307.,ph 9863837699 | THUPT1 | Airtel | Tamil Nadu | GBT
IN-1067702 | Thenkkampatti | 11.749 | 78.1113 | MR.M.MUTHALIF @ABDULLAH,S/O.MOHAMMED JAMALUDEEN,SF.NO.145/2,VATTAKKADU POST,OMALUR TALUK,SALEM DIST.-636012.PH:94436-80644/04290-265383 | TNKPT1 | Airtel | Tamil Nadu | GBT
IN-1031305 | MADHAYANKUTTAI | 11.7628 | 77.7929 | M.Rajamanickam, S.F.No.8/1B, Mariappa Gounder Thottam, Pillayar Koil, Madhavan Kottai, Mettur, Salem Dt. | 530 | Vodafone | Tamil Nadu | GBT
IN-1030806 | DANISH PETTAI | 11.8591 | 78.1376 | Mrs.T.Savithiri, W/o. K.Thangavel, Savithiri maligai, Opp to railway station, Danishpettai, Omalur Tk, Salem - 636 354 / 04290-242612 | 852 | Vodafone | Tamil Nadu | GBT
IN-1030876 | KAAMANERI | 11.7867 | 77.9877 | A.VASUDEVAN, S.F.No.38/5B, Kamaneri Kattauvalasu, Chinthamaniyur Post, Mettur Taluk, Salem - 636 453. | 1830 | Vodafone | Tamil Nadu | GBT
IN-1030993 | VELLAR | 11.893 | 77.9679 | Mr.M.Sambaye, W/o,Manickam, 8/46, Booma samuthiram street, Vellar Post, Mettur TK, Samrajpet Via, Salem Dt - 04298-269043, 94864-07618 | 1835 | Vodafone | Tamil Nadu | GBT
IN-1031320 | KAVERIPURAM | 11.9027 | 77.7169 | MR. MAHADEVAN, S/O. SHANMUGA SUNDARAM, 5/8, SARASWATHI RICE MILL, KAVERI PURAM POST, METTUR TALUK, SALEM - 636 303. | 1852 | Vodafone | Tamil Nadu | GBT
IN-1031108 | PERUMBALAI | 11.9497 | 77.9329 | S.Kuppusamy, S/o. Surithaian, Kavakadu, Kundu Perumal koil, Palayar Post, Pennagaram, Dharmapuri Dt - 606 801, 99635-21034 | 2182 | Vodafone | Tamil Nadu | GBT
IN-1030991 | SENDRAYA REDDIYUR | 11.9186 | 78.0185 | MRS. B.MAHESHWARI, W/O. BALU, SENTRAYA REDDIYUR, VELLORE VILLAGE, KAMMAMPATTI POST, METTUR TALUK, SALEM DISTRICT - 636 352. PH- 99947-93789. | 2194 | Vodafone | Tamil Nadu | GBT
IN-1031408 | T.KANIGRAHALI | 11.9525 | 78.092 | Mrs.Patchaiammal, W/o.Muthu, 1/106,Kanigara Halli(Post & Village), Thoppur(Via), Dharmapuri(Dt). Ph. 99654 20643. | 2197 | Vodafone | Tamil Nadu | GBT
IN-1070523 | PARAIKALLUR | 11.8141 | 77.9659 | Ms.Sarada, W/o.MADI AZHAGAN.G, PARAIKALLUR, PANAPURAM POST, 5 METTUR(TK), SALEM DIST.-636451, PH:9894157591 | 2394 | Vodafone | Tamil Nadu | GBT
IN-1031128 | LOKUR | 11.9229 | 78.1625 | V.Rangasamy, S/o. Venkatasamy naidu, 98/1, Kattu valavu, Lokur, Kanavai pudur post, Omalur TK, Salem Dt - 04290-293744 | 2463 | Vodafone | Tamil Nadu | GBT
IN-1070620 | MALLI GUNDHAM | 11.8711 | 77.9217 | V.Ravi, S/O.Vedayappan, Sf No: 397/3, Malli Gundham Post, Mettur Tk, Salem - 636 458 / 98428-78331, 04298-263027 | 2594 | Vodafone | Tamil Nadu | GBT
IN-1031152 | CHETTIYAR PATTI | 11.7206 | 78.0123 | R.Santhamani, Perumal koil street, M.Chettiyar patty, Omalur TK, Salem Dt, 94868-02086 | 2627 | Vodafone | Tamil Nadu | GBT
IN-1124543 | MECHERI ROAD | 11.9595 | 77.9377 | G.MAYAKKANNAN,S/O GOVINDASAMY,MAECHAERI ROAD,PERUMBALAI(PO),DHARMAPURI DT-636811.PH:9047387843 | 4335 | Vodafone | Tamil Nadu | GBT
IN-1031596 | THARAMANGALAM | 11.6962 | 77.9689 | Vijayalakshmi Complex,Nangavalli Main Rd,Taramangalam | 4401 | Vodafone | Tamil Nadu | RT Tower
IN-1031628 | MECHERI | 11.8322 | 77.9411 | M. Sundaram, Survey No.258/2,Mohana Sundaram Kalyana Mandapam, Mecheri Post, Mettur Taluk, Salem District - 636 453. | 4407 | Vodafone | Tamil Nadu | RT Tower
IN-1030638 | THULSAMPATTI | 11.7502 | 77.9771 | K.Annamalai, S.F.No.95/4 & 95/5B, Nariya Gounder Kattu Valasu, Thulasampatti, Omallur, Salem - 636 455. | 4409 | Vodafone | Tamil Nadu | GBT
IN-1031279 | VEERAKKAL PUTHUR | 11.8106 | 77.8632 | K.Marimuthu, S.F.No.126/8Y,Nangavalli Main Road, Veerakkal Pudur, Mettur Tk,Salem - 636 404. | 4410 | Vodafone | Tamil Nadu | GBT
IN-1030576 | KADAYAMPATTI | 11.8676 | 78.0832 | P.Sheedevi Gounder, S.F.No.57/1B, Opposite To Police Station, Theevattipatti Post, Omalur(Tk), Salem - 636 531. | 6287 | Vodafone | Tamil Nadu | GBT
IN-1139326 | LAKKAMPATTI | 11.8571 | 77.6724 | P.VEERAMMAL,W/O T.P.POONUSAMY,2/3.6,CHINNA THANDA(PO),KOLATHUR (VIA),LAKKAMPATTI(VIL),METTUR(TK),SALEM(DT),636303,PH-04298 294560,9488544690. | 7082 | Vodafone | Tamil Nadu | GBT
IN-1246719 | PANJAKALIPATTI | 11.767 | 78.0093 | Mr.P.Mani, S/o.Palaniyappa Gounder,S.F.No.34/9A, Panji Kalipatty Village, Panagattur Post, Omalur Tk,Salem District.636 455. | 7710 | Vodafone | Tamil Nadu | GBT
IN-1245265 | KUTTA PATTI | 11.833 | 78.091 | MR.CHELLAPPA GOUNDER S/O.MARIMUTHU GOUNDUR,S.F.78/2,MATTUKARAN VILLAGE,K.KUTTAPATTY,OMALUR TK,SALEM DIST.636 305, 9914491567 | 7717 | Vodafone | Tamil Nadu | GBT
IN-1245784 | ELATHUR | 11.8754 | 78.062 | MRS.C.KAMALAM W/O.MR.CHELLAMUTHU S.F.NO.122/11,NASEMAMPATTI VILLAGE,THEVETTIPATTI POST,OMALUR TK,SALEM DIST. 636 351.9566317018 | 7824 | Vodafone | Tamil Nadu | GBT
IN-1255148 | SATHYA NAGAR | 11.9142 | 77.7082 | D.No.339, Mamarathukadu Village, Kaveripuram Post, Mettur TK | 7881 | Vodafone | Tamil Nadu | GBT
IN-1106522 | ADIMALAI KADU | 11.7688 | 77.7292 | S.GURUVAYEE,W/O,SENGODAN,1/1-150,MOOLAKADAI VILLAGE,KANNAMOOCHI POST,METTUR TALUK,SALEM-631215,PH-04298-257557 | ADMKD1 | Airtel | Tamil Nadu | GBT
IN-1060609 | ALAMARATHU PATTI | 11.8325 | 77.7266 | MRS.N.CHANDRA, W/O.M.PERIYA SAMY, NEW SF.NO.607/3, REDDIYAR THOTTAM, KURUMBANUR, KOLATHUR VIA, METTUR-TK, SALEM DIST - 636 303. PH:04298 - 258083 | ALPTI1 | Airtel | Tamil Nadu | GBT
IN-1060530 | AMARAKUNTHI | 11.7333 | 77.9685 | MR.S.MURUGAN,SF.NO.88/5,NO.52,KASPA PUTHUR,T.VALAVU,KASPA PUTHUR POST,AMARAGUNTHI,SALEM DIST.-636503.PH:94429-26443 | AMKDI1 | Airtel | Tamil Nadu | GBT
IN-1071987 | ALAMARATHU PATTI | 11.8219 | 77.702 | VEERABADHARAN,S/O.CHINNAMALIGAI,ELARAMATTIKADU(V),KURUMBANUR(P),METTUR(Tk),SALEM(Dt),PH:9443030824,9442251529. | AMRPT1 | Airtel | Tamil Nadu | GBT
IN-1072057 | ARAGANUR | 11.8042 | 77.9953 | MR.S.P.YETHIRAJ, S/O.MR.PERUMAL GOUNDER, S.NO.180/4A, 4E, ARANGANUR, METTUR-TK, SALEM DIST - 636 063. PH:99528 10821 | ARGNR1 | Airtel | Tamil Nadu | GBT
IN-1101178 | BOKKAM PATTI | 11.837 | 77.9729 | C. VAKEEL, S/O CHINNA KUNJU, BOKKAM PATTI VILLAGE, SAMRAJ PATTI VIA, METTUR TK, SALEM - 636451. PH- 04298-292332, 94426-67731 | BKMPT1 | Airtel | Tamil Nadu | GBT
IN-1072432 | BOMMIYAM PATTI | 11.8991 | 78.1203 | RAMASAMY, S/O, PERUMAL, 1/138, POMMOYAM PATTI VILLAGE & POST, BELLUR VIA, OMALUR TK, SALAM? 04290-24302 | BOMPT1 | Airtel | Tamil Nadu | GBT
IN-1059766 | CHEKKANUR | 11.7171 | 77.7799 | Mr.T.Perumal,Sf.No.256/5,256/5B,Navapatty Post,Chekkannur,Bhavani Main Road,Mettur Taluk,Salem Dist-636462.Ph.No.98658-28868. | CHKKN1 | Airtel | Tamil Nadu | GBT
IN-1060531 | DHINNA PATTI | 11.8157 | 78.0952 | Mr.Tulsiamma Kaveri, Vill-&Post-Thinnpatti Rice mills Taluk-Omalur Distt.-Salem(T.N) Pin-636305 Ph-04290-249759 | DINPT1 | Airtel | Tamil Nadu | GBT
IN-1072901 | DHINNA PATTI | 11.876 | 77.7919 | P.GOVINDARAJ,S/O.PONNAIAH GOUNDER,MELAKARATTUR,DINNAPATTI(V),CHITTIKUZHI(P),METTUR(Tk),SALEM(Dt),PH:04298-259565,9786589565. | DNAPT1 | Airtel | Tamil Nadu | GBT
IN-1060876 | P.MARIMUTHU LAND | 11.8608 | 78.0767 | P.Marimuthu Land, Ladakaran Kottai Devattipatti(Po), Omalur(Tk), Salem | DVPT1 | Airtel | Tamil Nadu | GBT
IN-1244554 | EARKAL PATTI | 11.9401 | 77.8494 | Mr.K.Parvathiyammal, No;5/32, Earkolpatti Village, Manjarahalli Post, Pennagaram Taluk, Dharmapuri District -636810. | EKLPT1 | Airtel | Tamil Nadu | GBT
IN-1097516 | GENDEYANALLI | 11.9194 | 77.9231 | , NO:5/76, GENDAYANALLI(VILL) | GNDHL1 | Airtel | Tamil Nadu | GBT
IN-1059117 | GONUR | 11.8224 | 77.8592 | M.Arumugam, Sf No: 676/4 No:2/8, 314, Perumal Kovil Street, Veerakalpudur, Gonur Post, Mettur Tk, Salem - 636403 | GONUR1 | Airtel | Tamil Nadu | GBT
IN-1073389 | GUTTAPATTI | 11.7969 | 77.9224 | MR.KAMALAKANNAN,S/O,KRISHNASAMY,NO,1/55C,GUDAPATTI,GUDAPATTI POST,METTUR TALUK,SALEM-636463?PH;99657-63068 | GTPTI1 | Airtel | Tamil Nadu | GBT
IN-1059432 | GUNDUKKAL | 11.9087 | 78.0588 | K.Sellamuthu, Sf No: 108/1A, Near Sankar Tailoring Shop, Chinna Tirupathi Rd, Omalur Tk, Salem - 636351. Ph: 04290-240690 | GUNDU1 | Airtel | Tamil Nadu | GBT
IN-1248411 | GOVINDAMPADI | 11.9182 | 77.698 | Mr.S.Ramar, S/o.Sempuli Gounder,S.F.No.172/6, Govindapadi Village & Post, Mettur TK, Salem District 636303.Ph..9943543933 | GVPDI1 | Airtel | Tamil Nadu | GBT
IN-1059610 | KANJANAICKEN PATTI | 11.828 | 78.049 | E. Chinnapayyan, Sf No. 62/1, No. 21/172, Near High School, Kanjanaickenpatty Post, Omalur Tk, Salem - 636305, Ph: (Acq By Sm - P.C Vijay Kumar - 98940 10684) | KANJA1 | Airtel | Tamil Nadu | GBT
IN-1059128 | KADAYAMPATTI | 11.8712 | 78.0975 | K.Murugesan, Sf No: 379/4, Door No: 12/4/56A, Opp To Town Panchayat Office, Veera Ganesh Work Shop, Omalur Tk, Kadayampatti, Salem - 636351 | KDMPT1 | Airtel | Tamil Nadu | GBT
IN-1059137 | KOLATHUR | 11.8456 | 77.7501 | V.Rajathi, New Sf No: 101/1, Land Near Reliance Tower, Back Side Indian Bank, Kolathur Post, Salem : 636 303 ( 04298-243831, 98428-96673 ) | KLTUR1 | Airtel | Tamil Nadu | GBT
IN-1086603 | KANNAMBOOCHI | 11.7204 | 77.7142 | MURUGASAN,S/O.APPACHI NADAR,KANNAMUCHI (V)(P),KOLATHUR(Via),METTUR(Tk),SALEM(Dt),PH:9965992975. | KNMCH1 | Airtel | Tamil Nadu | GBT
IN-1060569 | KANAVAI PUDUR | 11.9306 | 78.1844 | MR.R.SAKTHIVEL,S/O.RAMALINGAM,NO.3-92,KANAVAI PUTHUR POST AND VILLAGE,DENISHPETTAI VIA,OMALUR TALUK,SALEM DIST.-636354.PH:94865-40989 | KNPDR1 | Airtel | Tamil Nadu | GBT
IN-1074480 | KOONANDIYUR | 11.9028 | 77.8838 | CHANDARA,W/O.AZHAKESAN,MACHARI VADAKKUKADU,KOONANDIYUR(V),METTUR(Tk),METTUR(Tk),SALEM(Dt),PH:936774921. | KONDR1 | Airtel | Tamil Nadu | GBT
IN-1116955 | KOTTALUR PUTHUR | 11.8885 | 78.03 | Mr.Subramani,S/O,Ramaswamy,Kottur Puthur,Kanpadiyur Post,Omalur Taluk,Salem?Ph;97894-15207 | KOTTR1 | Airtel | Tamil Nadu | GBT
IN-1250315 | KARUNGALUR | 11.8803 | 77.7223 | C.Nachiyappa gounder, S/o.Mr.Chinnappa gounder, SF No:875/5, karungalur village, karungallur post, mettur tk, salem Dt, 9787680610, | KRGLR1 | Airtel | Tamil Nadu | GBT
IN-1241670 | KARUNKALLUR | 11.8572 | 77.7053 | Mrs.A.Muthulakshmi, W/o.Mr.Arivazhagan, SF No:1/1, karukallur village, tharkadu post, kolathur via, mettur tk, salem dt-636303 | KRKLR1 | Airtel | Tamil Nadu | GBT
IN-1109833 | KADAYANPATTI | 11.9665 | 78.145 | G.MUTHVSAMY, S/O-GOVINDHASAMY, KANGARAPATTI( VILL & POST), KADAIYANPATTI VIA, OMALUR (TK), SALEM PH: 9751506604 | KYPTI1 | Airtel | Tamil Nadu | GBT
IN-1060924 | RATHINAM LAND | 11.8258 | 77.9206 | Rathinam Land, Muniappan Kovil Thittu, Near Overtank, Mettur Road, Mecheri | MCRI1 | Airtel | Tamil Nadu | GBT
IN-1061532 | K.K.R. COMPLEX | 11.8336 | 77.9439 | Mr.Kashikannu, K.K.R. Complex.,Dharamapuri Main Road, Macheri,Salem. | MCRI2 | Airtel | Tamil Nadu | RT Tower
IN-1060471 | MECHERI | 11.8524 | 77.9589 | MR.P.JAGANATHAN,SF.NO.36/3,SENDARAYAN VALAGU,AMARAM POST,MECHERI,METUR TALUK,SALEM DIST.-636453,PH:98427-07378 | MCRI4 | Airtel | Tamil Nadu | GBT
IN-1127309 | POTTANAMI | 11.8249 | 77.9156 | Open Land Of Mr.Mani, | MCRI5 | Airtel | Tamil Nadu | GBT
IN-1246175 | KAVERI COLLEGE | 11.8279 | 77.9335 | K.Karthikeyan, S/o.Mr.Kaliyappan, SF No:139 A/1A, M.Kalipatti village, M.Kalipatti post, Mettur TK, Salem DT-636453, 9444478946 | MCRI6 | Airtel | Tamil Nadu | GBT
IN-1060658 | MALLI GUNDHAM | 11.871 | 77.9219 | MR.V.RAVI,S/O.C.VEDIYAPPAN,SF.NO.397/3,MALLIYA KUNTHAM,MERCHERY,MALLIYAKUNTHAM POST,METTUR TALUK,SALEM DIST.-636458.PH:98428-78331 | MKNDM1 | Airtel | Tamil Nadu | GBT
IN-1070861 | MOOLAKADU | 11.818 | 77.7729 | KULAITHAISWAMY,S/O.AYYADURAI,MULAKKADU(V)(P),MADHAYYANKOTTAI(V),METTUR DAM,METTUR(Tk),SALEM(Dt),PH:9943545373. | MLKDU1 | Airtel | Tamil Nadu | GBT
IN-1070939 | MANATHAL | 11.7714 | 77.9558 | MR.C.SAMYANNAN, S/O.MR.CHINNAYA GOUNDER, S.NO.129/10, NO.5/64, KANGANIPATTI, MANATHAL, THULASIMPATTI ROAD, OMALUR-TK, SALEM DIST - 636 455. PH:97869 83560 | MNTHL1 | Airtel | Tamil Nadu | GBT
IN-1070958 | MOOKANUR | 11.858 | 78.0437 | MR.SEETHA RAMAN,3/107,MOOKANUR POST,OMALLUR TALUK,SALEM-636 351-PH-94863 40150 | MOONR1 | Airtel | Tamil Nadu | GBT
IN-1071000 | METTUTHANAPATTI | 11.7937 | 77.7263 | THANGARAJ GOUNDER,METTUTANAMPATTI(V),KOLATHUR(Via),CHITTUR(P),METTUR(Tk),SALEM(Dt),PH:04298-294619 | MTNPT1 | Airtel | Tamil Nadu | GBT
IN-1061608 | GEMINI LODGE | 11.8172 | 77.8464 | Gemini Lodge, Opp To Chemplast Iii Unit, Raman Nagar, Mettur R.S | MTR01 | Airtel | Tamil Nadu | RT Tower
IN-1061609 | ALAGAPPAN BUILDING | 11.8097 | 77.8347 | Alagappan Building,82/278 Nehru Nagar, Pn Patti. Mettur R.S 2. | MTR02 | Airtel | Tamil Nadu | RT Tower
IN-1061610 | BAVA MEDICAL BUILDING | 11.7895 | 77.7991 | Bava Medicals Building, Square Market, Near Bus Stand,Mettur | MTR03 | Airtel | Tamil Nadu | RT Tower
IN-1060937 | THERMAL PLANT , METTUR | 11.7731 | 77.8104 | Mr.C.Mailasamy'S Plot, Opp To Thermal Plant, Thermal Post, Mettur, Salem Dist, Ph-04298-240138?, 241010(Pp), | MTR04 | Airtel | Tamil Nadu | GBT
IN-1059999 | RAILWAY STATION -R.S , METTUR DAM | 11.8066 | 77.8266 | MR.M.S.GANESHAN,T.D.DNO.17/63&4,NO.37/6D,GOODSSHED ROAD,METTURDAM,SALEM DISTRICT-636402,PH:080-26652813/0429222417 | MTR06 | Airtel | Tamil Nadu | GBT
IN-1062584 | SALEM MAIN ROAD | 11.813 | 77.8366 | M.L.SIVARAMAKRISHNAN,S/O.M.K.LAKSHMANAIYER,41/1,NO.14/1-79,PUDUSAMPALLI,SALEMMAIN ROAD,RAMAN NAGAR,METTERDAM,SALEM DIST-636403,PH:9842722027,04298-222427 | MTR07 | Airtel | Tamil Nadu | RT Tower
IN-1059962 | VIDEHSVARA NAGAR | 11.8178 | 77.854 | MR.C.RAJAPPAN,S/O.CHINNAIAH,S.NO.66/8DBB&E,NEWNO.B/2-132,PERUMALKOVILSTREET,KUNJANDIYUR,METTURDAM,METTUR,SALEMDIST-636406.PH:9245980826 | MTR08 | Airtel | Tamil Nadu | GBT
IN-1062836 | DR.SUBRAMANYA NAGAR,METTUR | 11.7819 | 77.7972 | MR.P.MAHENDRA PRABHU,S/O.PONNUSAMY,NO.5/51-K,APS COMPLEX,DR.SUBRAYA NAGAR,METTUR POST,SALEM DIST.-636401.PH:94432-64667 | MTR13 | Airtel | Tamil Nadu | RT Tower
IN-1061241 | CHAMPLAST SANMAR PVT LTD | 11.8197 | 77.8508 | Main Admin block, Behind Dish antenna, plant III, Chemplast Sanmar Pvt Ltd, Ramanagar, Mettur, Salem dist. | MTRM1 | Airtel | Tamil Nadu | RT Pole
IN-1061242 | CHAMPLAST SANMAR PVT LTD | 11.8192 | 77.8428 | Main Admin block, plant II, Chemplast Sanmar Pvt Ltd, Ramanagar, Mettur, Salem dist. | MTRM2 | Airtel | Tamil Nadu | RT Pole
IN-1061248 | GUEST HOUSE ( CHAMPLAST SANMAR LTD ) | 11.8253 | 77.8419 | Guest house, Chempalst Samnar plant-II, Staff Qutrs. Ramanagar, Mettur. Salem dist | MTRM3 | Airtel | Tamil Nadu | RT Tower
IN-1060467 | NAAGAMARAI | 11.9242 | 77.7693 | RAJAMMAL,BESIDE TO AMMAN KOVIL,NAGAMARAI POST,PENAGARAM TALUK,DHARMAPURI DIST-636 810-PH-98940 66530,04298 329957 | NGMRI1 | Airtel | Tamil Nadu | GBT
IN-1059175 | NANGAVALLI | 11.7596 | 77.8914 | S.Valarmathi, Sf No:183/1-C1, Backside Cycle Shop, Salem Main Road, Nangavali, Mettu Tk, Salem Dt - 636454, 04298-223233 / 04298-266933 | NGVLI1 | Airtel | Tamil Nadu | GBT
IN-1066823 | PALLIPATTI | 11.8489 | 77.8985 | SRINIVASAN,S/O.ARUNACHALAM,PALLIPATTI(V)(P),MULLAIKONDA(Via),METTUR(Tk),SALEM(Dt),PIN:636458,PH:9965810734,9442895364. | PALLI1 | Airtel | Tamil Nadu | GBT
IN-1250621 | PANNAPATTI | 11.8287 | 78.0672 | Mr.A.Selvam, S/o.Ayyanar, R.S.No.210/6A2, Pannapatti Village & Post, Omalur TK, Salem District. | PANPT1 | Airtel | Tamil Nadu | GBT
IN-1066888 | PERIAYA SORAGAI | 11.733 | 77.9413 | Ehena payan,s/o chena hambi,pearya surigai po sieranganur,matukaranvlana,omalur tk ,omalur tk ,salem dt.ph 98652-21867. | PEAGI1 | Airtel | Tamil Nadu | GBT
IN-1059804 | PARAIKALLUR | 11.8143 | 77.9658 | Mr.Mathiyalagan,Sf.No.601/3,Paraikallur,Panapuram Post,Mettur Taluk,Salem Dist-636451.Ph.No.9360830364 | PRKLR1 | Airtel | Tamil Nadu | GBT
IN-1241669 | PERIYATHANDA | 11.8662 | 77.6748 | Mr Subramaniyam, S/o Kuppanan, 1/2.18 Lakkampatti Oornattm(vil), Chinna thanda(po), Kolathur(via), Mettur(tk), Salem(Dt)-636303. Ph- 9750237944 | PRTND1 | Airtel | Tamil Nadu | GBT
IN-1067046 | PUSARIKATTU VALAVU | 11.672 | 77.912 | Muthu gounders,s/o arumuga goundei,perumal koil road,posari valaivu,panikkanur gramam,omalur tk ,salem dt., Ph 9965755375 | PSRKL1 | Airtel | Tamil Nadu | GBT
IN-1253006 | PERIYAVADAGAMPATTI | 11.8852 | 78.147 | Mr. Murugaesan, S/o Subramani, Periya Vadagampatti Pt, Danishpet Via, Omalur Tk, Salem Dt - 636354. Ph. 9659767556 | PVGPT1 | Airtel | Tamil Nadu | GBT
IN-1060524 | PERIAYA SORAGAI | 11.74 | 77.9163 | Vadivel, Green field back to Vishnu temple, Periya soragai, Mettur tk, Salem dist. 9443513670. | PYSGI1 | Airtel | Tamil Nadu | GBT
IN-1060635 | RAMAREDDI PATTI | 11.6963 | 77.9425 | MR.K.GOVINDAPURAJ,S/O.KUPPUSAMY,II WARD,RAMARETTY PATTI POST,JALAGANDAPURAM,OMALUR TALUK,SALEM DIST.-636501.PH:94439-41915 | RMDPI1 | Airtel | Tamil Nadu | GBT
IN-1060739 | RAMAGONDAHALLI | 11.9693 | 77.8074 | I.MUTHAMMAL, W/O.IYYANDURAI, S.NO.366/15B, RAMAGONDAHALLI POST, PENNAGARAM-TK, DHARMAPURI DIST - 15. PH:04342-258663 | RMGHI1 | Airtel | Tamil Nadu | GBT
IN-1252548 | RAMADHASTHANDA | 11.9647 | 78.1269 | R.Thulasiyan, S/o.Raji, SF No:32/1C, kongarampatti post, ramadasthanda village, dharmapuri DT-626352, | RSTND1 | Airtel | Tamil Nadu | GBT
IN-1101239 | SISCOL , MECHERI | 11.809 | 77.9205 | SOUTHERN IRON AND STEEL COMPANY LTD,R.S.GATE,NEAR COKE OVEN,SISCOL,POTTANERI,M.KALLIPATTY VILLAGE,MECHERI,METTUR TALUK, SALEM DIST.-636453, CONTACT PERSON-MR.MURUGAN,CONTACT NUMBER-98946-77110 | SISCO1 | Airtel | Tamil Nadu | GBT
IN-1060638 | SELAVADI | 11.698 | 77.9188 | Kandhaswamy, Green field beside of Kandhavel tea shop, Jalagandapuram main road, Selavadi, Omaloor tk, Salem dist. 9367729860. | SLVDI1 | Airtel | Tamil Nadu | GBT
IN-1060267 | THARAMANGALAM | 11.7138 | 77.9944 | MR.I.SELVAM,SF.NO.120/5,NEAR MOOHAKKADAI BUS STOP,PERIYA KODIAM PATTY POST,THARAMANGALAM,OMALUR TALUK,SALEM DIST.-636 502.PH:94433-84714 | TARMG1 | Airtel | Tamil Nadu | GBT
IN-1059435 | THALAVAIPATTI | 11.8855 | 78.0733 | C.Unnamalai, Sf No: 74/4, Elathur Main Road, Thalavaipatti, Salem Dist-636351. Ph: 04290-243207 | TLVPT1 | Airtel | Tamil Nadu | GBT
IN-1059394 | THUMBAI PADI | 11.8034 | 78.0597 | Open Land Of Mr.Palanisamy, Solayangadu, Nadupatti, Dharmapuri Main Road, Omalur Tk, Salem Dt.-636455; Ph- 04290 -249 060 / 244060 (Nh 7 (Between Omlur To Devathipatti) | TMBPD1 | Airtel | Tamil Nadu | GBT
IN-1061849 | THARAMANGALAM | 11.6962 | 77.969 | Mr P Manikan, State Bank Of India Blg, Vijaylaxmi Complex, Nangavelli Main Road, Taramangalam,Ph -04290-251596,251277, Cell-98427-51596 | TMLM1 | Airtel | Tamil Nadu | RT Tower
IN-1059490 | THOPPUR | 11.9471 | 78.0535 | A.Vellingiri, Sf No: 38, Kannabiran Kalyana Mandapam, Palla Goundan Palayam, Erode Dist-638056. Ph: 04294-242111 (Nh 47 Perundurai To Chengappalli)_ | TOPUR1 | Airtel | Tamil Nadu | GBT
IN-1252839 | THOPPUR NH | 11.9378 | 78.0548 | M.Palaniyappan, S/o.Malla Gounder, SF No:424/1, upparpatti kattuvalavu, Thoppur post, Mettur tk, Salem-636353, | TOPUR2 | Airtel | Tamil Nadu | GBT
IN-1252965 | THOPPUR RS | 11.9316 | 78.0691 | Mr. AMMASI Nadar, S/o Kandhan, V. Sekkarapatti Vil & Pt, Opp Thoppur Railway Station, Thoppur. 9500719242 | TOPUR3 | Airtel | Tamil Nadu | GBT
IN-1067742 | THATAYAM PATTI | 11.776 | 78.0428 | Kuppan,s/o kandan,2nd ward thathayam patti,kamala puram po,omalur tk ,omalur tk ,salem dt. 636309,ph 04290-209058 | TTMPT1 | Airtel | Tamil Nadu | GBT
IN-1059769 | VALATHASAM PATTI | 11.7782 | 77.9972 | Mr.G.Chandra Sekaran,Sf.No.181/1A,Valatthasampatty,Chinthamaniyur Post,Mettur,Salem Dist-636455.Ph.No.0429-8291521. | VLTHP1 | Airtel | Tamil Nadu | GBT
IN-1060608 | VIRUDHASAM PATTI | 11.7968 | 77.8953 | MR.V.KARUPPA PILLAI, S/O.PITCHANNA PILLAI, S.NO.9B/7, VIRUDASAM PATTI POST, MECHERI VIA, METTUR-TK, SALEM DIST - 634 453. PH:94865 39352 / 04298-264217 | VSPTI1 | Airtel | Tamil Nadu | GBT
IN-1031285 | KARTUR | 11.4413 | 78.5819 | P. Dhanam, Sf No 463/3A, Naripadi Road Gudamalai Taluk Aslem Dist 636105 Ph 04282-229363 | 328 | Vodafone | Tamil Nadu | GBT
IN-1031306 | THIMMANAYACKAN PATTI | 11.5876 | 78.4455 | G.Latha, G.Latha, S.F.No.87/6,7A,7C, Near D.No.1/1, Ward 1, 1st Street, Thimmanayakkanpatty, Rasipuram, Namakkal 636 202. Ph.04287 249261. | 411 | Vodafone | Tamil Nadu | GBT
IN-1112729 | ARASANATHAM | 11.5642 | 78.4904 | Mrs.D.Vellaiammal , Arasanatham Post , Malliyakarai Via , Atthur Taluk , Salem - 636107 | 958 | Vodafone | Tamil Nadu | GBT
IN-1110167 | MATHUR | 11.6574 | 78.422 | MR.K.JEYARAMAN, C/O KRISHNAN, MATHHUR, P.K.PUTHUR(PO), ATHHUR(TK), SALEM-DIST. PH-9842751024 | 959 | Vodafone | Tamil Nadu | GBT
IN-1030803 | KATTUKOTTAI | 11.591 | 78.6659 | A.Mytheensha, S.F.No. 249/3, College Road, Vadachennimalai, Attur, Salem - 636 121. | 1256 | Vodafone | Tamil Nadu | GBT
IN-1031307 | ECHAMPATTI | 11.5793 | 78.516 | P. Rajambal, Sf No 54/10& 54/11,No ,2/1 Main Road Echampatty,Siliampatty Post Attur Salem Dist-636107 Ph 04282-224383 | 1270 | Vodafone | Tamil Nadu | GBT
IN-1031027 | NEERMULIKOTTAI | 11.715 | 78.3547 | N.A.RAJARAM, Mr.Rajaram, Neermulli kuttai, Valapadi TK, Salem Dt , 94863-48886 | 1831 | Vodafone | Tamil Nadu | GBT
IN-1031185 | KARUMANDURAI | 11.8269 | 78.6294 | MR.P.RAJU, S/O. PONNUSAMY, 1497., MEL STREET, KARUMANDURAI POST, ATTUR TALUK, SALEM DISTRICT. PH-9442955203. | 2206 | Vodafone | Tamil Nadu | GBT
IN-1030948 | PAGUDUPATTU | 11.781 | 78.6333 | V.Lax,amam. 22/8y7, Chinna kalvarayan malai, Therku nadu, pagudupattu, Attur TK, Salem Dt-636 138, 94434-03226 | 2207 | Vodafone | Tamil Nadu | GBT
IN-1031326 | THUMBAL | 11.7791 | 78.5185 | Mr.M.Kamal Basha,3/803,Rice Mill Road,Thumbal Post, Attur(Tk),Salem Dt. Ph. 94427 82148. | 2208 | Vodafone | Tamil Nadu | GBT
IN-1031331 | PAITHUR | 11.5402 | 78.5835 | THANGARAJ, S/O.SENGA GOUNDER, 2/293, AYYANARKOIL STREET, PAITHOOR, ATTHUR TK., SALEM DT. PH : 94429-06288, 04283-261103 | 2254 | Vodafone | Tamil Nadu | GBT
IN-1031064 | THIRUMAANUR_SLZ | 11.5772 | 78.3331 | Mr.S.Bala Sekar, S/o.Selvanagammaiya Chettiar, No.8/3,Salem Main Road, Thirumaanur, Salem - 636 207. Ph. 0427 2424414. | 2261 | Vodafone | Tamil Nadu | GBT
IN-1031154 | MANCHINI | 11.5562 | 78.6388 | P.Vaithiyapillai, 4-340, Trichy main road, manchini, Athur TK, Salem Dt, 04282-275027 | 2554 | Vodafone | Tamil Nadu | GBT
IN-1031156 | AARAKALOOR | 11.5599 | 78.7888 | S.Ragothaman, Raghu electricals main raod, Arakaloor post, athur TK, Salem - 636 101, 0428-2260339 | 2593 | Vodafone | Tamil Nadu | GBT
IN-1031173 | ULLIPURAM | 11.4678 | 78.4612 | K.P.M.Mururgeshan, S/o.Palanivel Gounder, Ullipuram, Kangavelli TK, Salem Dt, .04282-226263, 94432-28763 | 2596 | Vodafone | Tamil Nadu | GBT
IN-1128422 | OONATHUR_SLZ | 11.6653 | 78.7846 | R.ELUMALAI, 1/390, WEST STREET, | 2598 | Vodafone | Tamil Nadu | GBT
IN-1031151 | VELLALAKUNDAM | 11.6317 | 78.3288 | P.Samuvel, 155/172, Near Aathupallam, Vellalakundam, Vallapadi TK, Salem Dt, 0427-2911852 | 2621 | Vodafone | Tamil Nadu | GBT
IN-1069394 | ATPKAMARJROAD | 11.5974 | 78.5992 | S.P.Ravichandran, R.P.Lodge, Kamarajanar Road, Attur, Selam(dt). Pin code:636102, Phone:9443142351 | 3292 | Vodafone | Tamil Nadu | RT Tower
IN-1074785 | SLMCONNOR | 11.7199 | 78.6234 | A.Andi, S/O Arunachalam, 575 Post office st, Karumandurai(via), Coonoor(po), Attur(tk), Salem(dt), Pincode:636138, Phone:9786437566 | 3347 | Vodafone | Tamil Nadu | GBT
IN-1074787 | SLMTHITACHERI | 11.4361 | 78.764 | J.Subramanian, S/O Jaganathan, 1/132 Thittachery, Lathuvadi(po), Gangavalli (tk), Selam(dt). Pin code:636116, Phone:9442337135,04282-263092 | 3348 | Vodafone | Tamil Nadu | GBT
IN-1233533 | VELLI MALAI | 11.8043 | 78.7116 | DR.MANIVANNAN, THALVELLIMALAI, VELLIMALAI PO, VADKANADAL VALLI, KALVARAYAN HILLS, SANGARAPURAM TK, VILLUPURAM DIST. PH-9445128729, 04151-242309. | 3393 | Vodafone | Tamil Nadu | GBT
IN-1030566 | BELUR | 11.7078 | 78.4134 | R. Kumara Mathu Venkatateswaran, S.F.No;178/3, No:62/47, Ayodhyapattinam, Bellur(Po), Main Road, Valapadi Tk, Salem Dt. | 4053 | Vodafone | Tamil Nadu | GBT
IN-1031264 | PETHANAIKNPLYM | 11.6516 | 78.5074 | R. Parthasarathy, No:1, Agragaram St, Pethanaickenpalayam-636109. Salem Dt. | 4054 | Vodafone | Tamil Nadu | GBT
IN-1031269 | NARASINGAPURAM | 11.6062 | 78.5744 | K. Anandan, Sf.No:104/4,Perumal Koil St,Opp Airtel Tower,Narasingapuram Post, Attur Taluk, Salem Dt-636108. | 4055 | Vodafone | Tamil Nadu | GBT
IN-1031231 | GANGAVALLI | 11.4994 | 78.6465 | S. Abdul Kafur, S.F.No:81/1, Sanaru St, Gangavalli Po, Gangavalli (Tk), Salem Dt-635105. | 4056 | Vodafone | Tamil Nadu | GBT
IN-1031271 | VEERANGANUR | 11.4771 | 78.7355 | R. Kamalam, S.F.No.315/9D, Near Reliance Tower, Near Airtel Tower, Near Bus Stand, Rajiv Gandhi Nagar, Virganur, Salem District | 4057 | Vodafone | Tamil Nadu | GBT
IN-1031270 | KEERIPATTI | 11.5444 | 78.4799 | N. Manoharan, S.F.No:26/9, Door No:31, Kattukotaiga, Keeripatty(T.P.), Keeripatty, Salem-636 | 4059 | Vodafone | Tamil Nadu | GBT
IN-1031272 | SENDRAMPATTI | 11.4363 | 78.5217 | R. Venkatesan, R Venkatesan Sf No 487/3 Door No 16 Sengamorappanar St Sentharpalli Post Gangavalli Tk Salem Dt 636110 Ph 04282- 226488 | 4060 | Vodafone | Tamil Nadu | GBT
IN-1031704 | ATTURBAZAAR | 11.5972 | 78.6058 | Mr. Muthukrishnan, No 8/29 A, TVK Street, Bazaar Street, Pudupettai Post, Aathur 636 141. Ph 98427 41384, 9842741384, 9842651339, 04282 241384, 252384. | 4071 | Vodafone | Tamil Nadu | RT Tower
IN-1030559 | VALAPPADI | 11.6562 | 78.3961 | A. Jeyakodi, S.F.No.44/12B,Kali Amman Kovil Main Road, Near Aircell Tower, A.Valapadi - 636 115. | 4072 | Vodafone | Tamil Nadu | GBT
IN-1129809 | NAVAL PATTI | 11.5714 | 78.3647 | MR.M.ARUMUGAM,S/O MUNIYAN,1/58 AMBEDHKAR NAGAR,NAVALPATTI,KATOOR(PO),MANGALAPURAM(VIA),RAISPURAM(TK),NAMAKKAL(DT)-637408. PH: 9790003766 | 4075 | Vodafone | Tamil Nadu | GBT
IN-1030618 | THAMMAM PATTI | 11.4442 | 78.4848 | P.Muthusamy, S.F.No.112/1, Back Side Of Post Office, Rangapillai Thottam, Udayarpalayam, Thammampatti, Attur, Salem - 636 113. | 4076 | Vodafone | Tamil Nadu | GBT
IN-1030745 | MANGALAPURAM | 11.5718 | 78.3835 | K.Mani, S.F.No.52/5, Surya Pandaram Kadu, Mangalapuram, Rasipuram, Namakkal - 636 002. | 4077 | Vodafone | Tamil Nadu | GBT
IN-1126799 | ARIYAPALAYAM | 11.6176 | 78.4731 | Mr,Jayaraman, Muniyappa,450/152Vadakku kadu Ariyapalayam po,Attur tk,Salem DT PH;042822933 | 4372 | Vodafone | Tamil Nadu | GBT
IN-1116158 | KALAKURICHIAR THOTAM | 11.6069 | 78.6687 | Mr.R.Duraisamy, Kalla Kurichair Thottam, Kakttukottai Post, Periyar Nagar Road, Attur Taluk, Salem - 636121 | 4418 | Vodafone | Tamil Nadu | GBT
IN-1123988 | ATHUR BUS STAND | 11.6006 | 78.5977 | VARATHARAJAN,RANJITH COMPLEX,NEAR NS THEATER,AATUR BUS STAND,SALEM.9965078915/9942057073 | 4452 | Vodafone | Tamil Nadu | RT Tower
IN-1113663 | KADALUR MAIN ROAD (VALAPADI) | 11.6566 | 78.4065 | Mr. A. Narayanan, 1/3, Belur Pirivu Road, Kadalur Main Road, Valapadi Taluk, Salem-636115 | 4453 | Vodafone | Tamil Nadu | GBT
IN-1108863 | TRICHY MAIN ROAD GANAGAVALLI | 11.4397 | 78.4858 | Mr.N.Ramajayam,S/o, N.Narayana Pillai,No:167/76, Trichy Main Road, Gangavalli TK, Salem-636 11 936-0554870 | 5612 | Vodafone | Tamil Nadu | RT Tower
IN-1120490 | KONDAYAM PALLI | 11.2725 | 78.3129 | S.SURESH, S/O.SUBRAMANIYAM NO-6/1 MKS ILLAM KONDAYAM PALLY GANGAVALLI(TK) SALEM(DT)-04282-226967 | 5861 | Vodafone | Tamil Nadu | RT Tower
IN-1231867 | EDAIYAPATTI | 11.7548 | 78.4879 | A.VETTRIMANI,S/O A.ARUMUGAM,EDAIYAPATTI VILLAGE,EDAIYAPATTI(P.O),ATHUR(T.K),SALEM DISTRICT ,PH.NO:9442728651 | 7116 | Vodafone | Tamil Nadu | GBT
IN-1231911 | SOOLANKURICHI | 11.7405 | 78.5915 | A.MATHAN,S/O,ANNAMALAI,SOLLANKURICHI,SITE 196,PERIYA KALVARAIAN MALAI,MELA NADU,ATTUR(TK),SALEM DISTRICT. PIN-616368 MOBILE-9787173804 | 7226 | Vodafone | Tamil Nadu | GBT
IN-1245266 | SLM BHARATHI NAGAR | 11.6432 | 78.7317 | M.PALANISAMY& KUMARASAMY,S/O.MUTHUSAMY S.F.NO.575/2,BHARATHI NAGAR VILLAGE SIRUVACHUR POST,ATTUR TK SALEM DIST. 636 112, 9442434376 | 7718 | Vodafone | Tamil Nadu | GBT
IN-1245270 | SADASIVAPURAM | 11.5623 | 78.6777 | R.VELMURUGAN S/O.RAJU,S.F.NO.151/2B,SADASIVAPURAM VILLAGE & PSOT,ATTUR TK,SALEM DIST.636121, 9443235445 | 7723 | Vodafone | Tamil Nadu | GBT
IN-1059736 | AMMAN PALAYAM | 11.5932 | 78.648 | Mr.S.Tamil Selvan,Sf.No.257/1B &,No.5/284,Gandhipuram,Ammanpalayam,Attur Taluk,Salem Dist-636141.Ph.No. | AMMAM1 | Airtel | Tamil Nadu | GBT
IN-1072053 | ARASAN KOTTAI | 11.702 | 78.3776 | OPEN LAND OF MR.C.JEEVANANDAM,ARASANKOTAI VILLEGE & P.O.,BELUR VIA,VALAPADY T.K.,SALEM,PH NO-9245904323 | ARATI1 | Airtel | Tamil Nadu | GBT
IN-1061289 | APR SARASHWATHY THIRUMANA MANDAPAM | 11.5989 | 78.5947 | Apr Saraswathy Thirumana Mandapam,2, Salem Main Road, Attur. | ATUR1 | Airtel | Tamil Nadu | RT Tower
IN-1061290 | VVIGNESH JEWELS BUILDING | 11.5983 | 78.6047 | Vignesh Jewellers Building, 744/366, Bazaar Street, Attur | ATUR2 | Airtel | Tamil Nadu | RT Tower
IN-1062476 | KAMARAJAR ROAD | 11.5969 | 78.6 | Mr.S.S.Periyasamy, S/o.Mr.S.Sellamuthu, Bharthi Agro Traders, No.261, Kamarajar Road, Authur, Salem | ATUR3 | Airtel | Tamil Nadu | RT Tower
IN-1060003 | VEERANGANUR ROAD | 11.5928 | 78.6089 | MR.D.PRABHU,S/O.A.DURAIRAJ,S.NO.532/2,529/5,529/6&532/1B,NO.214/139,VOC NAGAR,ATTUR,SALEM DIST-636141.PH:9443240368/0428-2251956 | ATUR4 | Airtel | Tamil Nadu | GBT
IN-1062593 | VINAYAGA PURAM | 11.6005 | 78.5876 | MR.L.KANNAN,S.NO.125/3A,S.NO.525/8,NO.19B,VINAYAKAPURAM,OPPTOFIRESTATIION,ATHUR,SALEM DISTRICT-636102,PH:9442841432 | ATUR5 | Airtel | Tamil Nadu | RT Tower
IN-1106842 | AMMAN PALAYAM | 11.5939 | 78.6297 | S.GOVINDARAJAN, S/O. V.R.SENKODA GOUNDER, 3/120,AMMANPALAYAM, OFFICE KARAR THOTTAM, CUDALORE MAIN ROAD, ATTUR(T.K), SALEM(DIST). PH:04282-240634,9865181730. | ATUR6 | Airtel | Tamil Nadu | GBT
IN-1059099 | BELUR | 11.7069 | 78.4135 | R.Rajendran Sf 176/2, Ward No: 7, , No : 48/43. Rr Complex,Belur Post, Vazhapadi Tk, Salam - 636104 - 98428 42414 , 04292-222574 | BELUR1 | Airtel | Tamil Nadu | RT Tower
IN-1086050 | BEEMAMPALAYAM | 11.7777 | 78.5387 | RAMASWAMY,S/O.SIMBANAIDU,BEEMAMPALAYAM,PAPANAKYANPATTI(P),ATTUR(Tk),SALEM(Dt),PH:04292-245364,245253. | BMPLM1 | Airtel | Tamil Nadu | GBT
IN-1274605 | Bharathiyar College | 11.5888 | 78.734 | S.JAYAVEL S/O SEVATHAN S.F.NO.42/7C,DEVIYAKURICHI VILLAGE ATTUR TK SALEM DT.636112,PH.8056509355 | BTRCL1 | Airtel | Tamil Nadu | GBT
IN-1106532 | CHINNAMANAYAKKAN PALAYAM | 11.7276 | 78.6836 | P.CHINNADURAI,S/O,PALANIMUTHU,CHINNAMANAYAKAN PALAYAM POST,PILLAYARKOVIL THOTTAM,PERUR VIA,VADAPATHI TALUK,SALEM-636107?PH-99420-98115,99765-53105 | CHIYM1 | Airtel | Tamil Nadu | GBT
IN-1116943 | DWARAKAPURI | 11.6227 | 78.4397 | Mr. Poomalai, S/O, Mooka Padiachi, Dhuwaraka Puri Village , West. Rajapalayam Post, ? ? Athur Tk, Salam- 636115 ? | DRKPR1 | Airtel | Tamil Nadu | GBT
IN-1106531 | EAST RAJA PALAYAM | 11.4341 | 78.8154 | CHELLAPALLAI, S/O.SOLLAMUTHU, NO.1/1.EAST RAJ PALAYAM(PO), GANGAVALLI(TK), SALEM(DT)-636116. PH.9361490607. | ERPLM1 | Airtel | Tamil Nadu | GBT
IN-1059115 | ETHAPUR | 11.6618 | 78.4747 | Y.K.Rajamanickam, Sf No:232/5, 232/7, No:3A, Caveri Street, Elathur Post, Authur, Salem Dt - 636117, 04282-270071, 04282-221517 ( Pp) | ETPUR1 | Airtel | Tamil Nadu | GBT
IN-1059290 | GANGAVALLI | 11.4995 | 78.6455 | M.Abdulkathar, Sf No:81/1, Sangara Street, Near Reliance Tower, Sempatta Street, Gangavalli Tk, Salem Dt - 636105 / 04282 - 232138, 94435 60138 | GGVLI1 | Airtel | Tamil Nadu | GBT
IN-1061085 | GOODAMALAI | 11.4604 | 78.5978 | MR.N.JAYARAMAN,S/O.NARAYAN SWAMI,4/69,PERUMAL KOIL THERU, GOODAMALAI POST,GANGAVELITALUKSALEM DIST-636 001-PH-0427 2317621 | GODML1 | Airtel | Tamil Nadu | GBT
IN-1073375 | GOPALAPURAM | 11.5747 | 78.4603 | CHANDARAN,S/O.RAMASWAMY,ANITHA RE-WINDING,GOPALAPURAM(V)(P),MALLIYAKARAI(Via),ATTUR(Tk),SALEM(Dt),PH:04282-224650. | GPLPM1 | Airtel | Tamil Nadu | GBT
IN-1115294 | GOVINDAMPALAYAM | 11.5333 | 78.8301 | P.CHINNAPPILLAI, W/O.R.PERIYA SAMY, NO.1/58. MAIN ROAD, GOVINDAMPALAYAM, ATTUR(TK), SALEM-636601. PH.9486223872 | GVNPM1 | Airtel | Tamil Nadu | GBT
IN-1116950 | KANKANUR | 11.7608 | 78.4218 | Mr. Raju, Kankanur Village, Valapadi Tk, Vayalur Via, Salem? Ph- 98653-53779 | KANAN1 | Airtel | Tamil Nadu | GBT
IN-1060450 | KADAMBUR | 11.4996 | 78.6035 | MR.A.PARAMASIVAM,S/O,ARUNACHALAM,OLD NO.5/152,NEW NO.5/146,PERIYAR NILAYAM,KADAMBUR,GANGAVELI POST,SALEM DIST-636 105-PH-94867 62853 | KDMBR1 | Airtel | Tamil Nadu | GBT
IN-1116940 | KALRAAMPATTI | 11.5974 | 78.4611 | J.Ramasamy S/O Jaganatha Padaiyachi Kalarampatti Post, Malliyakarai (Via), Athur (Tk) ,Salem?,-636101 Ph: 9787440808,9443692008 | KLMPT1 | Airtel | Tamil Nadu | GBT
IN-1264716 | KAMAKKAPALAYAM | 11.5472 | 78.7564 | V.CHELLAMUTHU ACHARI S/O VAITHIYALINGAM ACHARI,S.F.NO.62/3A,KAMAKKAPALAYAM VILLAGE POST,THALAIVASAL VIA,ATHUR TK,SALEM DT.9786086229 | KMKLM1 | Airtel | Tamil Nadu | GBT
IN-1059292 | KATTUKOTTAI | 11.5873 | 78.6817 | An Murugesan, 451/1A, 451/1B, Near Jai Bharthi Matric Higher Secondary School, Kattukottai, Athur, Salem Dt 636121 / 98426-39452 | KOKTI1 | Airtel | Tamil Nadu | GBT
IN-1060434 | KATTUKOTTAI | 11.5907 | 78.6658 | MR.T.SAMBATH KUMAR,S/O.THIRUSANGAU,NO.144/6,POOSARI GOUNDER THOTTAM,VADACHENNIMALAI POST,ATHUR TALUK,SALEM DIST.-636121.PH:99421-26045/04282-235102. | KTTKI1 | Airtel | Tamil Nadu | GBT
IN-1060407 | KURICHI | 11.7275 | 78.411 | MRS.S.INDRA RAJAN,W/O.K.R.GOVINDARAJAN,NO.72/2,KPR BANGLOW,KURICHI POST,BELUR VIA,VALAPADI TALUK,SALAM-PH-9865288955 | KURCH1 | Airtel | Tamil Nadu | GBT
IN-1123266 | KUTHAMPADI | 11.6282 | 78.5391 | Mr.E.Senthil Murugan,Old Sf.No.74/1,New Sf No.77/2,No.71Main Road | KUTHA1 | Airtel | Tamil Nadu | GBT
IN-1106544 | KALYANGIRI | 11.6889 | 78.4333 | K.KANDASAMY, S/O.KULANDAIVEL, KALAGANAGIRI BUS STOP, KALGANGIRI(PO), OOTUR(TK), SALEM(DT). PH.9952139094 | KYNGR1 | Airtel | Tamil Nadu | GBT
IN-1264703 | MANIVIZHUTHAN | 11.5985 | 78.7158 | S.F Nos 395/2 395/6 Manivilunthan | MNVTN1 | Airtel | Tamil Nadu | GBT
IN-1076943 | MATHUROOTU | 11.5465 | 78.4474 | R.VENGATESAN,S/O,RAMASAMY,MATHURUTU,MANGALAPURAM VIA | MTRTU1 | Airtel | Tamil Nadu | GBT
IN-1071019 | MUTTAL | 11.6394 | 78.6471 | T.SEKAR,S/O.THANGARAJ,MUTTAL(V),KALLANATTAM(P),ATTUR(Tk),SALEM(Dt),PH:9788594386,04282-200344. | MUTAL1 | Airtel | Tamil Nadu | GBT
IN-1116946 | MUTHA GOUNDANUR | 11.6322 | 78.4811 | S. Krishan, S/O, Chinna Padaiachi, Muthu Goudanur Village, Athur Tk, Salam? Ph- 99949-54986 | MUTHA1 | Airtel | Tamil Nadu | GBT
IN-1059615 | MANIVIZHUNTHAN | 11.5831 | 78.711 | Open Land Of Mr. Saravanan, S/O. Mr. Karuppa Goundar, Nattar Thottam, Saruvai Main Gate, Manivilundan, Salem Dist, | MVLND1 | Airtel | Tamil Nadu | GBT
IN-1109830 | MANIYARA KUNDAM | 11.8105 | 78.6614 | L.PERIYMHMBI, S/O-LAKSHMANA DURAI, MANIYARA GUNDAM, KARUMANDURAI VIA, ATHUR(TK), SALEM-636138, PH-9787042895 | MYKDM1 | Airtel | Tamil Nadu | GBT
IN-1076967 | NAVALUR | 11.5227 | 78.7387 | Mr.M.Vaithilingam, Resurvey No:166/8, situated at Mettu Theru, Near Mariamman Kovil | NAVLR1 | Airtel | Tamil Nadu | GBT
IN-1127335 | NADUVALUR | 11.5259 | 78.6645 | Mr.G.Murugeshan,S/O.Ganapathy,Sf.No.220/1, | NDVLR1 | Airtel | Tamil Nadu | GBT
IN-1060564 | NAGIAMPATTY | 11.4636 | 78.4788 | MR.K.PERIYASAMI,SF NO.307/12,SRI SIDDESWARA RICEMILL,NAGIUMPATTI,GANGAVALLI TALUK,SALEM DIST-636 113-PH-0482 228783/9442337386 | NMPTI1 | Airtel | Tamil Nadu | GBT
IN-1059184 | NARASINGAPURAM | 11.6057 | 78.5748 | Open Land Of Mr.Elengo&Sajjhan, Nandani, D.No-44, Perimal Temple State, Narsinghpuram,Attur.Ph-04282-481495&9443862529 | NSING1 | Airtel | Tamil Nadu | GBT
IN-1116941 | NAVAKURICHI | 11.6056 | 78.7542 | P. RAJENDRAN, S/O, PONNUSAMY, MIDDLE STREET, VAKURUCHI POST, THALAI VASAL VIA, ATHUR TK, SALAM - 636112? PH- 94434-05334 | NVKRC1 | Airtel | Tamil Nadu | GBT
IN-1252812 | PUTHRA GOUNDAM PALAYAM | 11.6524 | 78.4772 | Mr.V.Kanniyan, S/o.Venkatachalam, SF No:298/6, No:97-B4, Thumbal main road, Puthragoundamapalayam post, Attur tk, Salem-636117, 94423-36736 | PGDYM1 | Airtel | Tamil Nadu | GBT
IN-1066975 | PUNGAPADI | 11.5311 | 78.6162 | PUNNAIYAN,S/O.ARUMUGAM,NO:1/26,MARI AMMAN KOVIL St,PUNGAPADI(V)(P),ATTUR(Tk),SALEM(Dt),PH:9443089620. | PNGPD1 | Airtel | Tamil Nadu | GBT
IN-1060469 | PANAIMADAL | 11.7196 | 78.4754 | MR.A.SURAMANI,SF.NO.174/8,NEAR BUS STAND,PANAMADAL,ATHUR,SALEM-636 117-PH-99401 07103 | PNMDL1 | Airtel | Tamil Nadu | GBT
IN-1127340 | PERIYERI | 11.5775 | 78.7976 | Mr.R.Manoharan,S/O.Rajamanikam,Sf.No.184/8,Bharathi Nagar | PRYER1 | Airtel | Tamil Nadu | GBT
IN-1061722 | PETHANAYAKANPALLAYAM | 11.6507 | 78.5071 | Mr.T.Rajashekharan,H.No.2.East Vellalar Street,Pethanaickenpalayam.Attur.Ph-9443828276 | PTPLM1 | Airtel | Tamil Nadu | RT Tower
IN-1067096 | PULIAMKURCHI | 11.508 | 78.7982 | SIVA GANESHAN,S/O:KRISHNA SWAMI,IST WARD,THALAIWASAL(VIA),BUS STAND(NEAR),ATHUR(T),SALEM(D),636116,9442548027 | PULCI1 | Airtel | Tamil Nadu | GBT
IN-1116944 | PUTHUR | 11.6246 | 78.78 | Mrs. S. Santhosam W/O. Mr. Ramalingam, Sf No: 50/7 Situated At Land Near Santhose Rice Mill, Puthur Post, Athur Tk, Salem Dist: 636 112. Ph: 97872 05534. | PUTUR1 | Airtel | Tamil Nadu | GBT
IN-1109825 | PANNAVASAL | 11.5207 | 78.715 | T.KULTIYAN, S/O-TIRUVANPALAM, SEVAN KOVIL STREET, PUNALVASAL, VEERA KANUR(TK), SALEM-63116, PH-9943046201 | PVSAL1 | Airtel | Tamil Nadu | GBT
IN-1086860 | RAJAGOPALAPURAM | 11.4447 | 78.7846 | Mr.R.Baskaran, Survey No:151/1 situated at South Street, Rajagopalapuram east, Rajapalayam Post, gangavalli, Salem District - 636 116, Ph:9843136840 & 04282-263094 | RAJRM1 | Airtel | Tamil Nadu | GBT
IN-1250653 | RAMANAKKAYAN PALAYAM | 11.6317 | 78.5625 | Mr.E.Kaliyamoorthy, S/o.Mr.Eruson, SF No:324/1A, ramanayakanpalayam village, ramanayakanpalayam post, Attur TK, salem DT, | RMNPM1 | Airtel | Tamil Nadu | GBT
IN-1107039 | SATHAPADI | 11.535 | 78.6923 | R.KALYANI, W/O.M.RAJANDRAN, 2/16.AATHUR MAIN ROAD, SATH PADI, AATHUR(TK), SALEM(DT)-636121. PH.04282-238214 | SATPD1 | Airtel | Tamil Nadu | GBT
IN-1059399 | SESANCHAVADI | 11.651 | 78.3515 | Kongu Vellalar Peravai, Resurvey No: 110/5, Sesanchavadi Post, Salem Dist-636111. Ph: 04292-230138, 230133 | SESAN1 | Airtel | Tamil Nadu | GBT
IN-1060637 | SEKKADIPATTI | 11.7168 | 78.4481 | Dharmaraj, Green field near to water tank, Sekkadipatti, Belur via, Attur tk, Salem dist. 9994354895 | SKDPI1 | Airtel | Tamil Nadu | GBT
IN-1250649 | 74 KRISHNAPURAM | 11.4724 | 78.6161 | Mrs.S.Amsa, W/o.late L.Sreedharan, SF No:17/1A, & 17/1B, Thaneerpandal, 74-Krishnapuram Village, krishnapuram Post, Gangavalli tk, Salem DT, | SKSPM1 | Airtel | Tamil Nadu | GBT
IN-1060175 | SOKKANATHAPURAM | 11.5871 | 78.5417 | MR.HARIHARAN,S/O.PANNER SELVAM/MRS.P.VANAJA,SF.NO.125/1A,LAND NEAR BRIDGE,MOTTUR,ATHUR TALUK,SALEM DIST.-636 108.PH:94865-94453. | SKTPM1 | Airtel | Tamil Nadu | GBT
IN-1060463 | SINGIPURAM | 11.6266 | 78.4089 | MR.K.PANDIAN,S/O.KARUPPANAN,NO.37/39,VANNIAR STREET,SINGAPURAM POST,VALAPPADY TALUK,SALEM DIST.-636115.PH:98435-75075/04292-222043 | SNGPM1 | Airtel | Tamil Nadu | GBT
IN-1126354 | SIRUVACHUR | 11.6368 | 78.7574 | P.Athimulam,S/o.P.Palanimuthu,Siruvachur(Vill & Post),Attur(Tk),Salem(Dt). | SRVCR1 | Airtel | Tamil Nadu | GBT
IN-1067502 | SITHERI | 11.5451 | 78.7982 | VARADHARAJAN,S/O.RAMASWAMY,PILLAIYAR KOVIL St,SITHERI(V)(P),ATTUR(Tk),SALEM(Dt),PH:9788592834. | STHRI1 | Airtel | Tamil Nadu | GBT
IN-1067540 | SURVOY | 11.5695 | 78.7091 | MRS.W.MERLIN METILDA,W/O.SC.ARJUNAN,SF.NO.1/73,OPP.TO BHARATHI MILL,SARVOY,ATTUR TALUK,SALEM DIST.-636121.PH:98427-70561 | SURVY1 | Airtel | Tamil Nadu | GBT
IN-1059310 | THEDAVUR | 11.4957 | 78.6986 | T.A.Thangavelu, Sf No: 282/6, 70, North Street, Trichy Main Road, Thedavur Post, Gangavalli Tk, Salem - 636116 / 04282-237926 ( Pp) | TDVUR1 | Airtel | Tamil Nadu | GBT
IN-1106521 | THEGALI PATTTI | 11.5618 | 78.3503 | K.sennam padayachi, s/o kupu samy padayachi, thegalipatti, pasipuram tk , namakal dt. PH.9965936787. | TKLPT1 | Airtel | Tamil Nadu | GBT
IN-1067681 | THALAVAIPATTI | 11.6209 | 78.5164 | RAMU,S/O.ARUMUGAM,THALAVOIPATTY(V)(P),ATTUR(Tk),SALEM(Dt). | TLPTY1 | Airtel | Tamil Nadu | GBT
IN-1061030 | SSRI RAM GADAPPA STORES LAND | 11.5844 | 78.7525 | Sri Ram Gadappa Stores & Minerals, Mummudi, Veeraganoor Main Road, Thalaivasal, Attur. | TVSL1 | Airtel | Tamil Nadu | GBT
IN-1067882 | VELAIYUR | 11.4834 | 78.7748 | KUNJITHA BHATHAM,S/O :JHOTHI VELLU VDAYAR,2/185,VELAIYUR,PULINKURCHI(VIA),GANGAWALI(T),SALEM(D),0428-2262158 | VELYR1 | Airtel | Tamil Nadu | GBT
IN-1059405 | VAITHI GOUNDAM PUDHUR | 11.6534 | 78.4462 | I.Kaliyamurthy, Survey No.233/1M, Nadar Street, Periya Krishnapuram, Vaithigoundan Pudur, Valapadi Post, Salem Dt-636115 (Nh-68 (Pethanaicken Palayam To Valapadi) | VGPDR1 | Airtel | Tamil Nadu | GBT
IN-1061040 | ARUNACHALAM LAND | 11.6557 | 78.3958 | Arunachalam Land, Ragavan Steel & Cement, Cuddalore Main Road, Valappadi | VLPD1 | Airtel | Tamil Nadu | GBT
IN-1106565 | VEPPAM POONDI | 11.5325 | 78.7724 | Mr.A.Ganesan, Survey No:30/9A, 9B,9C, & 30/11 situated at No:2/54, Pillaiyar Kovil Street, Veppampoondi Post, Gangavalli Taluk, Salem District - 636101 | VPMPD1 | Airtel | Tamil Nadu | GBT
IN-1106688 | VEPPADI | 11.3826 | 78.647 | S.VELLAI AMMAL, W/O.SHENKODAN, NEW NO.13/15.VEEPPADI, PALAKKADU(PO), POLLAMPADI(VIA), GANGAVALLI(TK), SALEM(DT)-636105. PH.9944644901. 04282-264112 | VPPDI1 | Airtel | Tamil Nadu | GBT
IN-1059301 | VEERANGANUR | 11.4774 | 78.7357 | R.Kamalam, Sf No:315/9D, Rajiv Gandhi Nagar, Veeraganur, Salem Dt . 636116 ( Plot Near Reliance Tower ) | VRGNR1 | Airtel | Tamil Nadu | GBT
IN-1086152 | VILARIPALAYAM | 11.5918 | 78.4112 | P.Poothiyammal,w/o poomali padiyachi,3/119 poomali padiyachi,south thottam,vilaripalayam,valopadi tk ,salem dt,ph 978629598. | VRPLM1 | Airtel | Tamil Nadu | GBT
IN-1111583 | SLM BAZZAR ST | 11.6545 | 78.1623 | Bazaar St,Salem | 147 | Vodafone | Tamil Nadu | RT Tower
IN-1108887 | Chinnakadi ST | 11.6542 | 78.1655 | RAGHAVENDRA S/O BADRINARAYAN - VASUDEV SILKS #415/151 CHINNAKADAI STREET SALEM 636001, Ph: 9443261560 / 9843754793 | 148 | Vodafone | Tamil Nadu | RT Tower
IN-1110784 | Gugai RD | 11.6485 | 78.1564 | krg.varadharajan , old.391,new no-664,trichy main road, gugai salem -636006 | 149 | Vodafone | Tamil Nadu | RT Tower
IN-1031814 | SLMKONDALMPATI | 11.6281 | 78.122 | S.S.Murugesan, S.F.No.163/1, Molayappa Chetty Street, Kondalampatti, Salem - 636 010. | 550 | Vodafone | Tamil Nadu | RT Tower
IN-1031932 | GAJALNAIKNPATTY | 11.6011 | 78.1455 | K.Balu, Amman Nagar, Gajjalnaickenpatty, Salem . PH 9443933736. | 1789 | Vodafone | Tamil Nadu | RT Tower
IN-1031916 | SANGETHTHEATR | 11.6485 | 78.1591 | D.Selvaraj, Sudharshan Lodge, 31/12, FF Road, Dhandubai Kuttai, Salem 636 001. | 1793 | Vodafone | Tamil Nadu | RT Tower
IN-1030883 | SUKKAMPATTI | 11.7142 | 78.2639 | S.C.BASKAR PERIYASAMY, S.F No.115/1, Near No.1/47, Arur Main Road, Sukkumpatty, Salem - 636 122. | 1833 | Vodafone | Tamil Nadu | GBT
IN-1031333 | MARAMANGALAM | 11.8314 | 78.3024 | Mr.Venkadachalam, S/o. Muthusamy, Maramangalam, Yercad TK, Salem Dt, 99430-45527 | 2617 | Vodafone | Tamil Nadu | GBT
IN-1031568 | SHEVAPET_SLM | 11.6522 | 78.1514 | 66, Fort Main Road, Shevapet, Salem-636 001 | 4002 | Vodafone | Tamil Nadu | RT Tower
IN-1031560 | AGHRARMST | 11.6567 | 78.1643 | 254, 2Nd Agraharam Street, Salem-636 001 | 4003 | Vodafone | Tamil Nadu | RT Tower
IN-1031373 | KONDALAMPATTI | 11.6187 | 78.114 | SF No. 156/8, Elenthoppu, Neykarapatti Village, Salem Taluk. | 4007 | Vodafone | Tamil Nadu | GBT
IN-1031590 | BOSEGROUND | 11.6517 | 78.1611 | Mr. Saravanan, MKV Complex, Bose Garden, No 5/1, Sivasamy Street, Salem 1. ph 9865957801, 9842001234 | 4022 | Vodafone | Tamil Nadu | RT Tower
IN-1031262 | PANAIMARATUPTI | 11.5626 | 78.1626 | G. Annamalai, Re Survey No:73/4, Site No:26 & 27, Lakshmi Nagar, Sandaipettai, Bus Stop, Panaimarathupatti, Salem Dt-636204 | 4049 | Vodafone | Tamil Nadu | GBT
IN-1030538 | PUDURITERIROAD | 11.6406 | 78.1282 | C. Shanmugam, S.F.No.55/2,Madhara Pillai Bungalow, Pudur Ettari Road, Nethimedu, Salem - 636 002. | 4073 | Vodafone | Tamil Nadu | GBT
IN-1031695 | BOSEGARDEN | 11.6589 | 78.1615 | D. Saravanan, Mkv Complex, Bose Garden, Door No.5/1, Sivasamy Street, Salem - 636 001. | 4074 | Vodafone | Tamil Nadu | RT Tower
IN-1031675 | NEWKONDALAMPATTI | 11.632 | 78.1271 | S.S.Murugesan, S.F.No.163/1, Molayappa Chetty Street, Kondalampatti, Salem - 636 010. | 6437 | Vodafone | Tamil Nadu | RT Tower
IN-1031796 | KITCHIPALYAM | 11.6479 | 78.1659 | V.Ekambaram, No.130, Erumapalayam Main Road, Kitichipalayam, Salem - 636 015. | 6440 | Vodafone | Tamil Nadu | RT Tower
IN-1031751 | NETHIMEDU | 11.6417 | 78.1366 | R.Ravi Chandran,S/O, Ramasamy,? 599, K P Karadu, Nethimedu, Salem-636 002. Ph 94434 35078, | 6441 | Vodafone | Tamil Nadu | RT Tower
IN-1030720 | ANANDANPATI | 11.6445 | 78.1462 | Shanmugam, 101, Kaliamman Pandal St, Andapatti. 9894038994 PP | 6449 | Vodafone | Tamil Nadu | GBT
IN-1031715 | AMMAPETAINEW | 11.6609 | 78.1924 | M. Palaniappan, Old No.27, New No.45, Vaiyapuri Udayar Street, Salem 636 003. | 6450 | Vodafone | Tamil Nadu | RT Tower
IN-1030541 | SHANMUGANAGAR | 11.6375 | 78.1453 | R.N. Karuppu Samy, S.F.No.199/2, Shanmugha Nagar, Salem - 636 003. | 6458 | Vodafone | Tamil Nadu | GBT
IN-1031771 | KALARAMPATTI | 11.6414 | 78.1613 | T. Obuliraj, 99-A,Kalarampatty, A-Tex Fashions Pvt. Ltd., Erumapalayam Post, Salem - 636 015. | 6466 | Vodafone | Tamil Nadu | RT Tower
IN-1030587 | VAIKALPETRAI | 11.6711 | 78.1842 | S.Vathsala, S.F.No.112/1,Surendran Thottam, Vaikkalpattarai, Salem - 3. | 6469 | Vodafone | Tamil Nadu | GBT
IN-1139138 | BASUVANTHAMPATTI | 11.569 | 78.1205 | K.PERUMAIAMMA W/O KANDASAMY NADAR,NO:164,BASUVANTHAMPATTI VILLAGE,MUKUTHIPALAYAM POST,MALLUR(VAI),SELAMTK,DT-636203,PH:0427-422074. | 7039 | Vodafone | Tamil Nadu | GBT
IN-1139266 | VEDAPATTI | 11.7051 | 78.2178 | SENTHIL S/O AMMASI,NO:2/159,VEDAPATTI VILLAGE,D-PERUMAPALAYAM POST,SELAM TK&DT,PH:9443305538. | 7053 | Vodafone | Tamil Nadu | GBT
IN-1139148 | KOMBUR | 11.8114 | 78.3482 | V.RAJAMMAL,W/O VENGATESAN,KOMBUR(VIL),(PO),PAPIRADIPATTI(TK),DHARMAPURI(DT),PIN-636905,PH-9786951607 | 7065 | Vodafone | Tamil Nadu | GBT
IN-1061082 | Achchangottaipatti | 11.7517 | 78.2897 | MR.K.PRABHAKARAN,SF.NO.93/3,NO.5/125,ACHANGOTTAIPATTY,SALEM DIST.-636122.PH:94866-89117.PH:94866-89117 | ACHPT1 | Airtel | Tamil Nadu | GBT
IN-1071850 | Agraharapulaneri | 11.5926 | 78.1052 | adurai samy,punchai kadu,runchai kadu,poolaverj ,salem tk ,salem dt. 636307.,ph 9942056007. | AGRPR1 | Airtel | Tamil Nadu | GBT
IN-1264702 | ANNUPUR | 11.7232 | 78.333 | Mr.A.P.Nagarajan, Alias nagarathinam, S/o.Palanigounder, SF No:185/2, Annupur village, valapadi tk, Salem DT-636139, 9943233280 | ANUPR1 | Airtel | Tamil Nadu | GBT
IN-1072073 | S.N.Mangalam | 11.6842 | 78.2989 | MR.S.KALAI ARASAN,S/O SUBRAMANIAM,S,N MANGALAM POST,KARIPATTI VIA,VALAPADI TALUK,SALEM-636106?..,PH-99941-01541, 0427-3207346 | ASNMM1 | Airtel | Tamil Nadu | GBT
IN-1250650 | D.PERUMAPALAYAM | 11.7118 | 78.2376 | K.Paramasivam, S/o.Kandasamy gounder, SF No:127/5, D.Perumapalayuam village, Sokkampatti via, salem DT. 9344-79065, | DPRYM1 | Airtel | Tamil Nadu | GBT
IN-1233164 | HATSUN AGRO Pvt Ltd | 11.6642 | 78.2913 | HATSUN Agro pvt ltd,attur main road,karumapuram(post),salem. | HTSNM1 | Airtel | Tamil Nadu | RT Tower
IN-1255983 | Kalarampatti | 11.6381 | 78.156 | D.No.61, North Muniappan Kovil Street, Karungalpatty | ISLM0035 | Idea | Tamil Nadu | RT Tower
IN-1060529 | J.Veeranam | 11.6819 | 78.2156 | Rajan, 2/168, Near Elementry school, Valasaiyur road, Jariya veeranam. Salem takuk, salem dist. 9443919336. | JVRNM1 | Airtel | Tamil Nadu | GBT
IN-1264746 | Kolnjipatti | 11.6027 | 78.1219 | MR.LAKSHMANAN,S/O KARUPPA GOUNDER,SF NO:18/4A, KOLNJIPATTI, | KOJPT1 | Airtel | Tamil Nadu | GBT
IN-1086631 | Kutathupaty | 11.7109 | 78.3205 | V.CHINNAPONNU,W/O,VENGA GOUNDER,6/149 A,PERUR MAIN ROAD,KUTAHUPATTI,VALAPATTI TALUK,SALEM-636139..PH-0427-2911377 | KUTPY1 | Airtel | Tamil Nadu | GBT
IN-1059169 | Mettupatti | 11.6643 | 78.3143 | K.N.Subramanian, New Sf No: 38/1A, Behind Kuinjammal Munusamy Nadar Complex, Marthu Nagar Housing Plot, Mettupatti, Valappadi Tk, Salem - 636111 / 98424 99979 | MTPTI1 | Airtel | Tamil Nadu | GBT
IN-1059180 | Neykkarapatti | 11.6206 | 78.105 | B.Devaki, Sf No:50/1, No:7/114, West Street, Neykarapatti Post, Salem Dt - 636010 / 0427-2272061-2270243 | NKPTI1 | Airtel | Tamil Nadu | GBT
IN-1066904 | Periyakavundpuram | 11.6399 | 78.2646 | OPEN LAND OF MR.RABI SHANKAR,PERIYAKAVUNDAPURAM VILLEGE & P.O.,KARIPATY VIA,VALAPADY T.K.,SALEM,PH NO-9442894536 | PERRM1 | Airtel | Tamil Nadu | GBT
IN-1066906 | Pagalpatti | 11.6336 | 78.0857 | k.madhaiyan,11/1b5,near vinayaka namdi school,peralance,salem tk ,salem dt. 636304.,ph 9789108155 | PGLPT1 | Airtel | Tamil Nadu | GBT
IN-1061706 | Panaimarathupatti | 11.5615 | 78.1628 | M.Jaganathan, Sf No:249/17D2, Mrj Complex, No: 9/23D, Opp To Bus Stand, Pannai Marathupatti Post, Salem Dt - 636002 / 0427-2428051 | PNMPT1 | Airtel | Tamil Nadu | RT Tower
IN-1067034 | Parappatti | 11.5807 | 78.1262 | MR.SIRAVICHANDRAN, 93/4 A, NO.2/363, PARAPATTI, PARAPATTI POST, SALEM TALUK & DISTRICT - 636 203 | PRPPT1 | Airtel | Tamil Nadu | GBT
IN-1253043 | Ramalingapuram | 11.669 | 78.2543 | Mr.P.Sidhayan, S/o.Mr.Perumal, SF no:27/1, no:4/89, ramalingapuram, sidhayan thengai mandi, sinna goundapuram, Karipatty post, Salem DT-636106, 94432-69296, 94424-30040 | RGPRM1 | Airtel | Tamil Nadu | GBT
IN-1283776 | Vaibhav Plaza | 11.6551 | 78.1611 | M/S Sree Kannigaparameswari devasathanam trust M/S Vasavi Mahal No1 1st Agraharam Salem 636001 | SLM164 | Airtel | Tamil Nadu | RT Tower
IN-1061746 | Msm Trust Complex | 8 | 67 | Door No.41-43, Jalal Khan Street, Fort, Salem - 1 | SLM05 | Airtel | Tamil Nadu | RT Tower
IN-1061747 | Hotel Ams | 11.6328 | 78.1267 | Kondalampatti Byepass Junction, Kondalampatti, Salem - 10 | SLM06 | Airtel | Tamil Nadu | RT Tower
IN-1061748 | Shanmugasundaram Building | 11.6292 | 78.1478 | Lord Muruga Apartments, Pm Nagar, Seelanayaganpatti, Salem | SLM07 | Airtel | Tamil Nadu | RT Tower
IN-1061749 | Prabhu Complex | 11.6589 | 78.1833 | 401, Tvk Road, Ammapet, Salem - 3 | SLM08 | Airtel | Tamil Nadu | RT Tower
IN-1061751 | Sri Vasavi Jwellers | 11.6533 | 78.1478 | 599 Main Road, Sevvapet, Salem - 2 | SLM10 | Airtel | Tamil Nadu | RT Tower
IN-1062873 | Pachchapatti South | 11.6507 | 78.1746 | MR.T.SAMRAJ,11/221,ASHOK NAGAR,3RD CROSS EAST,NEAR PACHAPATI SOUTH,SANYASI GUNDU POST,SALEM-636015-PH-94433 58325 | SLM100 | Airtel | Tamil Nadu | GBT
IN-1061752 | Mr Building | 11.64 | 78.1514 | 25 Sankagiri Main Road, Dadagapatti, Salem - 6 | SLM11 | Airtel | Tamil Nadu | RT Tower
IN-1246230 | Muhammadpuram | 11.6532 | 78.1633 | Mr.M.A.Jamal Mohideen, S/o.Abdul Rasheed, T.S.No.235, Ward K, Block No.7, No.16-A, Mohammed Pura Street, Near Al-Ameen Mosque, Salem District 636 001.Ph.0427-225304,99442-29792, | SLM116 | Airtel | Tamil Nadu | RT Tower
IN-1246240 | Ammapet | 11.6561 | 78.1812 | Mrs.R.Usha, W/o.Radhakrishnan, SF No:31, Ward no: N, Block. 24, Door no:44, methai street, Ammapet, Salem Dt-636003, 98430-35448 | SLM117 | Airtel | Tamil Nadu | RT Tower
IN-1247030 | Victoria Layout | 11.6545 | 78.159 | MR.C.PALANI SAMY, BRAHMAS LODGE 453 MAIN BAZZAR NEAR KOTTAI MARIAMMAN KOVIL SALEM - 636001 PH:04287 240728,6533396 | SLM119 | Airtel | Tamil Nadu | RT Tower
IN-1246260 | Kichupalayam | 11.6518 | 78.1645 | Mrs.R.Angammal, W/o.Ramasamy Chettiar, G.Dhanalakshmi, W/o.Govindaraj,Old T.S. No.568 & 569, New T.S.No.39, Ward J, Block No.7 Old No.212 & New No.22, Sanyasigundu Road, Kichipalayam, Salem 636015.Ph.98420-73860 | SLM121 | Airtel | Tamil Nadu | RT Tower
IN-1247348 | Trichy mn road | 11.6501 | 78.1585 | Mr N.Sundaresan, S/O Nagarajan, 82/28 MM Road, Pulukutti new east road, Gugai, Salem - 6. Ph - 9442686952 | SLM122 | Airtel | Tamil Nadu | RT Tower
IN-1246389 | Dhadagapatti | 11.6352 | 78.1557 | Mr.T.Soundappan, S/o.Thiyagarajan, R.S.No.97/2,No.552, BommanChettykadu, Dhadagapatty, Salem District.-6. | SLM123 | Airtel | Tamil Nadu | RT Tower
IN-1247518 | Kamarajnagar Colony | 11.6524 | 78.1898 | Mr.R.Madhaiyan, S/o.Ramasamy Gounder,S.F.No.299/1A, Kandasamy Mudaliyar Thottam, Ammapet, Salem 636 003. | SLM126 | Airtel | Tamil Nadu | GBT
IN-1247549 | Sanyasigundu | 11.641 | 78.1769 | Mr.R.Ravichandran, S.F.No.293/2B, Sanyasigundu Village & Post, Salem -636015. | SLM127 | Airtel | Tamil Nadu | GBT
IN-1061754 | Bharat Complex | 11.6617 | 78.1728 | 126, Kanakaraja Ganapathi Street, Ponnammapet, Salem - 1 | SLM13 | Airtel | Tamil Nadu | RT Tower
IN-1252751 | Jairam college | 11.6671 | 78.1686 | Mr.S.Marimuthu, S/o.Subramaniya gounder, SF No:79/2A, iyyanar koil kadu, Chinna Thirupathi, Salem-636008, | SLM131 | Airtel | Tamil Nadu | GBT
IN-1253046 | Udayapatti | 11.6662 | 78.2177 | Mr.G.Srinivasan, S/o.Mr.Govindasamy, SF No:8/1D, 13/A, Cuddalore main road, Udaiyapatty, salem DT-636140, 0427-2290977, 94430-93996 | SLM134 | Airtel | Tamil Nadu | GBT
IN-1061758 | Krg Building | 11.6456 | 78.1547 | 4 Mariamman Koil Main Road, Gugai Salem - 6 | SLM18 | Airtel | Tamil Nadu | RT Tower
IN-1283774 | Jayapal'S Building | 11.6464 | 78.1493 | Mr Nagaraj Line road Gugai salem DT cell 9362111901 | SLM165 | Airtel | Tamil Nadu | RT Tower
IN-1061760 | Modern Agencies | 11.6475 | 78.1606 | 220, Erumapalayam Main Road, Gugai,Salem -6. | SLM21 | Airtel | Tamil Nadu | RT Tower
IN-1061762 | Sandaipet | 11.6497 | 78.1439 | Sandaipet Main Road, Salem | SLM23 | Airtel | Tamil Nadu | RT Tower
IN-1062045 | II Agraharam | 11.6572 | 78.1689 | Vm.Kandasamy, Old Ts No.1483, New Survey 56, Ward M.Block 25,Sakthi Hall Appartments Bldg, No228/131, Ii Agraharam, Salem Dt-636 001Ph No.0427 2261204, 94432 61204 | SLM29 | Airtel | Tamil Nadu | RT Tower
IN-1061766 | Pinky Flats Buliding | 11.6188 | 78.1449 | Pinky Flats BulidingAzhagu Nagar, Seela Naickanpatti, Salem | SLM30 | Airtel | Tamil Nadu | RT Tower
IN-1061002 | Udayapatti | 11.6647 | 78.21 | M Nallathambi Land, Anna Nagar, Udayapatti Po, Near Perumal Koil Medu, Salem. | SLM31 | Airtel | Tamil Nadu | GBT
IN-1061767 | Umesh Kumar Building | 11.6523 | 78.1674 | Umesh Kumar Building, # 59, Narayana Nagar, Salem. | SLM32 | Airtel | Tamil Nadu | RT Tower
IN-1061771 | Kitchipalayam | 11.6475 | 78.1658 | Kbm Building, Next To Siva Coffee Bar,Erumapalayam Main Road, Kitchipalayam | SLM37 | Airtel | Tamil Nadu | RT Tower
IN-1062511 | Ammapettai | 11.659 | 78.1908 | K.kandasamy, Old Sf No,1673, New Ts No, 192, Block No,36, No 231a, Chinnapalayam Hotel , Near Govt Higher Sec School, Attur Main Road, Ammapetai,salem-636 003 Ph No, 98650 08482 0427-2241140 | SLM38 | Airtel | Tamil Nadu | RT Tower
IN-1062074 | Balaji Nagar | 11.6585 | 78.1781 | Mr.P.Radhakrishnan Buildong, D.No-29/2, Balaji Nagar, Jyothi Theater Road, Ammapettai, Salem, Ph-9344702758 | SLM39 | Airtel | Tamil Nadu | RT Tower
IN-1062087 | Ammapettai | 11.655 | 78.1714 | Mr.S. Chandrasekharan, S/O. Mr.Subramanyam, D.No.324, Chairman Ramalingam Road, Maha Agencies Building, Ammapettai, Salem-636001, Ph-94433 65276 | SLM40 | Airtel | Tamil Nadu | RT Tower
IN-1059442 | Ayothipattinam | 11.6726 | 78.2397 | A.K.Usharani, Old Sf No,19/4, New Sf No, 19/4A, Land Near Ramr Koilm, Back Side Of Nataraj Medicals Atur Main Road, Ayothiya Pattinam Post, Vazhapadi, Salem Dt-636 103 Ph No.0427 2290978 | SLM41 | Airtel | Tamil Nadu | GBT
IN-1059506 | Erumapalayam | 11.6323 | 78.1685 | P.Ganesan, Resurvey No: 29/4, No: 1/37, Oorkadu Thottam, Erumapalayam Post, Salem Dt - 636 015, Ph: 98654 14001 (Acq By Sm) | SLM44 | Airtel | Tamil Nadu | GBT
IN-1062358 | Shevapet | 11.6498 | 78.1522 | A.K.Abbas, New Ts No: 118, Ward F, Block No; 11, Madhavarayan Street, Near Dr. Jeyaram Building, Shevapet, Salem-636002. Ph: 94447-07685, 0427-2211532 | SLM48 | Airtel | Tamil Nadu | RT Tower
IN-1062023 | Shevapet | 11.6501 | 78.1481 | Mr.G.Abdul Kadir,Madhav Rajan Street,Near Jairaman Dr.Bld,Sevapet,Salem,Ph-0427-2211532 | SLM49 | Airtel | Tamil Nadu | RT Tower
IN-1062062 | Veeranam Road, Ammapet | 11.6642 | 78.1783 | A.Govindammal, Ts No,25/1,2,&3 Ward M Block No 4, No,425 C, Puttu Mariamman Koil St, Veeranam Main Road, Salem Dt-636 003, Ph No,94432 64242, 0427-2295242 | SLM50 | Airtel | Tamil Nadu | RT Tower
IN-1062313 | Sanjeeverayanpettai | 11.6344 | 78.1512 | Mr.D.S.Chandran,S.F.No.56/1A,T.S.No.166 Part,Ward I Block No.3,No.104,Radio Park East Street,Sanjeevarayanpettai,Salem Dist.-636 006.Ph:0427-2466219. | SLM65 | Airtel | Tamil Nadu | RT Tower
IN-1062080 | Karungalpatty Main Road | 11.6406 | 78.1576 | Mr.R.Venkatesan,Old Sf No.32,D.No-77, North Muniappan Koil Street, Karungalpatty Main Road, Salem-636001, Ph-0427-2467923, 9894576232 | SLM67 | Airtel | Tamil Nadu | RT Tower
IN-1062081 | Annathanapatti | 11.641 | 78.1425 | Thirulogan, No: 5/11-5A, Shastri Nagar, Annadhanapatti, Salem-636002. Ph: 0427-2270027 | SLM68 | Airtel | Tamil Nadu | RT Tower
IN-1062162 | Kalrampatty Main Road | 11.6446 | 78.1611 | G. Shanmugasundaram, 6/1, 6/2, Lord Murga Appartments, C/O Bkg Avandhar Automobiles, D.No-57/5, Kalarampatty Main Road, Salem-636015, Ph: 98940 77850 (Acquired By : B. Shiva) | SLM70 | Airtel | Tamil Nadu | RT Tower
IN-1062255 | K N Colony | 11.6631 | 78.1966 | M. Thirugnanam, 5/199, Kamarajar Nagar, 6, Salem Corporation, Salem -636014, Ph: 98428 63081 (Acq By Raghunathan) | SLM75 | Airtel | Tamil Nadu | RT Tower
IN-1062234 | Nalikallpatti Peruvu | 11.6015 | 78.1464 | Mrs.A.Kanthayammal, W/O. Kandasamy, No 5/117-1, Nallikalapatty Pirivu, Dasanaickenpatty Post, Salem - 636 201 / 94437-14965 | SLM78 | Airtel | Tamil Nadu | RT Tower
IN-1062298 | Gugai | 11.6487 | 78.1567 | Mr.D.Basker,T.S.No.25, Ward No.H-Block No.48, No.379, 380 Iv Pullikitti Street, Trichy Main Road, Salem Dist.- 636 006. Ph: 98427-67901 / 0427-2467121. (Landlord Mother Expired, So You Will Start The | SLM79 | Airtel | Tamil Nadu | RT Tower
IN-1062881 | Maniyanur | 11.633 | 78.1341 | MR.K.SUBRAMANIAN,S/O.MR.KANDASAMY NADAR,SF.NO.112/3,NO.C-23,TNHB,MANIYANUR,ANNATHANPATTY POST,SALEM DIST.-636010.PH:94432-44132 | SLM96 | Airtel | Tamil Nadu | RT Tower
IN-1060373 | Bharati Nagar | 11.6292 | 78.138 | OPEN LAND OF MR.PARAMASIVAM,ARASA MARATHU KARATUR,NATTAMA KULAM POST,AMMANI KUNDALAM PATTI,SALEM-10-PH-9442586281 | SLM97 | Airtel | Tamil Nadu | GBT
IN-1067542 | Suriyur | 11.5892 | 78.2269 | MR.A.PALANISAMY,S/O.ARUMUGA GOUNDER,SF.NO.21/2,MARIAK KOIL ROAD,SURIYUR,KURALNATHAM POST,PANAMARATHUPATTY VIA.,SALEM TALUK,SALEM DIST.-636204.PH:0427-2913341/92458-20474 | SURYR1 | Airtel | Tamil Nadu | GBT
IN-1067723 | Tippampatti | 11.5673 | 78.2079 | Chettiyannan,s/o kuppusamy,kullappa naikkanur road,kammala,tippam patti po,salem tk ,salem dt. 636204. ph 97865-16432. | TPPTI1 | Airtel | Tamil Nadu | GBT
IN-1107010 | VELAMPATTI | 11.7439 | 78.3255 | K.Elango, S/O.Krishnasamy nadar, Door No:3/198, Vellampatti Post, Andiyur Perundurai Taluk, Erode District , Ph:9865327711 | VEMPT1 | Airtel | Tamil Nadu | GBT
IN-1060222 | Valasur | 11.7011 | 78.2571 | MR.A.RAJASF.NO.111,LAND NEAR ANANDHA THEATRE,VALASOOR KOOTU SALAI,ARUR MAIN ROAD,SUKKAMPATTY VIA.,SALEM DIST.-636 116.PH:94428-95532 | VLSUR1 | Airtel | Tamil Nadu | GBT
IN-1059484 | Vinnamballi | 11.6656 | 78.2699 | C.Chandran, 6/194, Near Monday Market, Attur Main Road, Kariapatty Via, Vinnamballi, Salem - 636106, Ph: 99420 62100 (Sm) | VNBLI1 | Airtel | Tamil Nadu | GBT
IN-1068680 | Vargamadi | 11.6423 | 78.2252 | P. KASI APPAN, S/O, PERUMAL GOUNDER, VARAKAM PATTI ROAD, MASI NAYAKAN PATTI POST, SALAM - 636140? PH - 92451-67028 | VRGMD1 | Airtel | Tamil Nadu | GBT
IN-1059648 | Yercard | 11.7736 | 78.2075 | P.Jayapal, Sf.No: 36 / 2B1-A, Old Guest House Road, Behind Eb Office, Yercaud, Salem - 636601, Ph: 0427-2401814 | YRCRD1 | Airtel | Tamil Nadu | GBT
IN-1059972 | Yercard | 11.786 | 78.2034 | Open land near Grand palace hotel yercard (next to grand palace)at hill | YRCRD2 | Airtel | Tamil Nadu | GBT
IN-1274940 | Grt Hotel | 11.7792 | 78.1987 | Mr S Krishna S/o Mr V Sekar, Sf.No.71, Opp. to GRT Nature Trails, 20th Hair Pin Bend, Salem Yercaud Main Road, Ondikadai Post, Yercaud Taluk, Salem - 636602 Ph:9894013001 | YRCRD4 | Airtel | Tamil Nadu | GBT
IN-1138110 | KULAVILAKKU | 11.165 | 77.7952 | Mr.T.A.mani, S/o.Arappa Gounder, New SF No: 306/4, Kulavilaku Village, Minnapalayam Post, Sivagiri, Erode DT - 638 109, 96590-43183 | 263 | Vodafone | Tamil Nadu | GBT
IN-1031280 | OLAGADAM | 11.5671 | 77.6429 | M. Balakrishnan, Resurvey No.98/3, No.2/24,Gandhi Street, Olagadam, Bhavani Taluk, Erode District - 638 314. | 400 | Vodafone | Tamil Nadu | GBT
IN-1030646 | PALLAKATHUR | 11.2866 | 77.5579 | T.Susila, Resurvey No.55/3, Kunnathur Main Road, Ayyappan Nagar, Sullipalayam Post, Perundurai, Erode - 638 057. | 413 | Vodafone | Tamil Nadu | GBT
IN-1030624 | VELLODU | 11.2363 | 77.6593 | V.T.Vimalanathan, S.F.No.637/4, Main Road, V.Vellode, Perundurai Taluk, Erode - 638 112. | 419 | Vodafone | Tamil Nadu | GBT
IN-1030730 | PERUMALPALAYAM | 11.4333 | 77.6708 | MR. B. SHANMUGAM, NO 8/422, PERUMAL PALAYAM, ELAVAMALAI POST, VASAVI COLLEGE ROAD, ERODE 638 316. PH 0424 2312216 | 431 | Vodafone | Tamil Nadu | GBT
IN-1030648 | KAMBLIPATTI | 11.2264 | 77.5409 | V.Thirumoorthy, S.F.No.296/1B, P.K.Pudur, Near Sipcot, Kambuliyampatti Post, Perundurai Taluk, Erode - 638 056. | 438 | Vodafone | Tamil Nadu | GBT
IN-1030717 | THAMARAIPLYM | 11.1125 | 77.8566 | S.Paruvathakkannan, S.F.No.24/1,Near Phc, Thamaraipalayam Post, Unjalur Via, Erode - 638 152. | 499 | Vodafone | Tamil Nadu | GBT
IN-1030751 | CHEENAPURAM | 11.2947 | 77.534 | L. Kalyani, Old S.F.No.208, Re S.F.No.172/1, Near Door No.131, Muthukumar Street, Seenapuram Post, Thudupathy Via, Perundurai, Erode - 638 057. | 506 | Vodafone | Tamil Nadu | GBT
IN-1030702 | KONGUMAINCLGE | 11.2737 | 77.6049 | M.Chandrasekaran, S.F.No.938/2B, Near No.148/1, Priyadharshini Biscuit Bakery, Kongu College Road, Chenniyavalasu Pudur, Perundurai Taluk, Erode - 638 052. | 527 | Vodafone | Tamil Nadu | GBT
IN-1031004 | NATHAKADIYUR | 11.0842 | 77.6626 | V.M.ANGAPPAN, S.F.No. 386/2, No. 3/105, Kannapuram Road, Puduvelliyampalayam, Natthakadayur Post, Erode - 638 108. | 885 | Vodafone | Tamil Nadu | GBT
IN-1031597 | SIVAGIRI_SLZ | 11.1211 | 77.7894 | Ganapathy Lorry Office Building,Main Road,Sivagiri | 3019 | Vodafone | Tamil Nadu | GBT
IN-1031101 | KONGUCOLLEGEAS | 11.3061 | 77.6556 | J.Nalla muthu, S/o.Mr.Kasiyanna gounder, Nanjana puram, Kumaran garden, kathirampatty post, erode, 99656-18616 | 1169 | Vodafone | Tamil Nadu | GBT
IN-1230541 | MOOKACHIPIDARYR | 11.1921 | 77.5947 | MR.MARAPPA GOUNDER, S/O. MUTHU GOUNDER, 106, KULATHU PALAYAM, PACHA THOTTAM, M.PIDARIYUR, CHENNIMALAI, ERODE DT, 04294-252189 | 1374 | Vodafone | Tamil Nadu | GBT
IN-1030995 | ELUMATHUR | 11.189 | 77.7702 | C.SARASWATHY, S.F.No.548/1, Mirattu Poly Kattu Thottam, Modakurichi, Elumathur Post, Erode District. | 1782 | Vodafone | Tamil Nadu | GBT
IN-1030997 | PARUVACHI | 11.5272 | 77.6282 | S.CHANDRAPAUL, S.F No.173/1,Paruvachi, Bhavani Taluk, Erode - 638 302. | 2065 | Vodafone | Tamil Nadu | GBT
IN-1230547 | VELLIRAVALI | 11.2681 | 77.4568 | Mr.Saminathan, S/o.Karuppanna Asari, 4/112,East St | 2267 | Vodafone | Tamil Nadu | GBT
IN-1031079 | PERUNDURAI KUNATHUR ROADD | 11.2817 | 77.5748 | P.C.Shanmugam, 616, Kunnathur road, perundurai tk, erode Dt, 98434-20464, 04294-224464 | 2285 | Vodafone | Tamil Nadu | GBT
IN-1126003 | OTHAKUTHIRAI | 11.4431 | 77.5011 | Mr.P.K.Sengottayan, S/o. karuppana gounder, | 3254 | Vodafone | Tamil Nadu | GBT
IN-1074809 | ENAMANGALAM | 11.6454 | 77.5928 | Mr.uthraswmy,Anjure Valli, Barani(tk), Erode(dt). Phone:0426-251147, 9443691314 | 3411 | Vodafone | Tamil Nadu | GBT
IN-1031944 | PALLIPALAYAM2 | 11.361 | 77.7526 | P.M.Palanisamy, 39/5, Paper mill road, Pallipalayam, Tiruchengode TK, Nammakal Dt, 98423-02728 | 2584 | Vodafone | Tamil Nadu | RT Tower
IN-1128426 | VELLANKOIL | 11.3813 | 77.4839 | T.PUSHPA, SF NO: 290/2, MAIN ROAD, VELLAN KOIL POST, | 2685 | Vodafone | Tamil Nadu | GBT
IN-1031435 | BHAVANI | 11.4429 | 77.6958 | PB No:191, 21, Gandhipuram main road, Komarapalayam - 638 183 | 3004 | Vodafone | Tamil Nadu | RT Tower
IN-1128447 | VAIPADI | 11.1954 | 77.5223 | MR.A.SRINIVASAN, S/O.CHELLAYAN, SANTHAITHOTTAM, VAIPADI(PO), PERUNDHURAI(TK), ERODE(DT). PH.9944900049. | 2982 | Vodafone | Tamil Nadu | GBT
IN-1031372 | PALLIPALAYAM BSC | 11.3708 | 77.7462 | SF NO.209/6,209/7, PALLIPALAYAM AGRAHARAM VILLAGE, PALLIPALAYAM SUB REGN. DIST., MAKKAL REGN. DIST.. | 3008 | Vodafone | Tamil Nadu | GBT
IN-1031598 | ARACHALUR | 11.1594 | 77.7 | SIBI Apartments,C/O Arasi Medicals,Erode Main Rd,Arachalur | 3018 | Vodafone | Tamil Nadu | RT Tower
IN-1031236 | ATHANI | 11.5242 | 77.5129 | A.M. Palanisamy, Old Sf No:29B1A, Re Survey.No:499/5, Now Resurvey No:610/1, Door No:9/4, Padasalai, Athani, Bhavani Tk, Erode Dt-638502 . | 3027 | Vodafone | Tamil Nadu | GBT
IN-1030453 | KARUMNDI CHELPLYM | 11.3015 | 77.5869 | C. Palanisamy, C.Palanisamy S/ O Chinnappa Gounder Sf No 564/2 ,Door No 60 Ponnai Kadu Darumandi Chellipalayam Perundurai Erode Dist -638052 | 3028 | Vodafone | Tamil Nadu | GBT
IN-1030563 | AVALPOONDURAI | 11.2315 | 77.7196 | N. Karthikeyan, N.Kathikeyan, Sf No 390,No 14,East Street,Avalpoondurai,-611815,9443365387 | 3033 | Vodafone | Tamil Nadu | GBT
IN-1030458 | ELLAIMEDU | 11.2457 | 77.5792 | R. SARASWATHI, SF NO 76 & 777, NEW SF 663, 58, 59, EB GAR, CHENNI MALAI ROAD, ELLAI MEDU, PERUNDURAI, 638 052, PH 04294 230389 | 3035 | Vodafone | Tamil Nadu | GBT
IN-1031653 | SALANGIPALAYAM | 11.4241 | 77.5587 | B. Chandra Sekar, Survey No.339/D, No.121/4, Bhavani Road, Kavundappadi Post, Bhavani Taluk, Erode District - 638 455. | 3039 | Vodafone | Tamil Nadu | RT Tower
IN-1030447 | KANJIKOIL | 11.3671 | 77.5946 | S. Saroja, S.F.No:225/5,Dno:23, Kavundapadi Road, Kanjikovil, Erode-638116 | 3041 | Vodafone | Tamil Nadu | GBT
IN-1030473 | ALAMPALAYAM | 11.3674 | 77.7673 | P. Duraisamy, Survey No:223/3B & 223/7, No:5/65, No:4/1, New No:3,Alampalayam Po, Thiruchenkode Tk, Namakkal Dt-8. | 3042 | Vodafone | Tamil Nadu | GBT
IN-1031232 | PERUNDURAISIPCOT | 11.2555 | 77.5494 | S.P. Nesappan, Near Reliance Petrol Pump, Near Sipcot, Perundurai, Erode-638052. | 3044 | Vodafone | Tamil Nadu | GBT
IN-1030494 | KONGUCOLLEGE | 11.2941 | 77.6199 | S. Arumugam, Resurvey No.401/2, Kollangadu, Pichandampalayam Post, Perundurai Via, Erode District - 638 052. | 3048 | Vodafone | Tamil Nadu | GBT
IN-1031282 | THINGALUR | 11.3172 | 77.4888 | MR. SELLAMBA CHETTY, BUTTER MERCHANT, THINGALUR POST, PERUNDURAI. ERODE. PH 94430 27111 | 3057 | Vodafone | Tamil Nadu | GBT
IN-1030606 | SENGUNDHARCGE | 11.3125 | 77.5482 | K.Ramasamy, S.F.No.82/1, No.8/6, Eravetti Thottam, Goundempalayam, Tuduppathi Post, Perundurai Via, Erode - 638 057. | 3058 | Vodafone | Tamil Nadu | GBT
IN-1059178 | NERUNJI PETTAI | 11.6542 | 77.7586 | Mr. A. Dharmasivam, S.F No-157/6, Indhira Street, Opp To Old Post Office, Nerunjipettai Post, Bhavani Tk, Erode Dt-638311, Ph: 98428 47776 | NJPTI1 | Airtel | Tamil Nadu | GBT
IN-1074768 | ANJOOR | 11.0741 | 77.8109 | N.DHURAISAMY, S/O.NALLAPPA GOUNDER, 169.NALLASELLIPALAYAM, ANJUR(PO), ERODE(TK), (DT)-638151. PH.9443428416 | 3331 | Vodafone | Tamil Nadu | GBT
IN-1074769 | SLMMETUPLAYAM | 10.9998 | 77.7261 | G.PURUSOLTHMAN. S/O.GANAPATHI, VAA AIR CELL TOWER, METTUPALAYAM-(PO), KANGAYAM(TK), ERODE-638111. PH.9842750258 | 3332 | Vodafone | Tamil Nadu | GBT
IN-1074770 | PAPINI | 11.0236 | 77.6323 | SELVI,W/O CHELLAMUTHU,,2/77,PAPINI VILLAGE,KANGEYAM TALUK,ERODE DT.PH:04257-256431 | 3333 | Vodafone | Tamil Nadu | GBT
IN-1094489 | PUNJI PALATHOLUVU | 11.1493 | 77.525 | C.NATCHIMUTHU, PUNJIPALATHOLUVU, CHENNIMALAI POST, | 3396 | Vodafone | Tamil Nadu | GBT
IN-1087271 | VAVIKADAI | 11.311 | 77.6103 | L.Krishnasamy, SF No: 290/4, 2/268, Uthanti Kadu, Vavikadai, Thiruvatchi village, Karumantichetty palayam post, perundurai TK, Erode - 638 052, 04294-223610, 98426-96772 | 3982 | Vodafone | Tamil Nadu | GBT
IN-1059601 | SITTAR | 11.5521 | 77.7151 | Open Land Of Mr.Mohana Sundaram , S/O P.Devanam, Chittar , Kurichi Road, Bhavani (Tk) , Erode (Dist). Ph:04256-239142, 9442922858 | SITAR1 | Airtel | Tamil Nadu | GBT
IN-1059643 | SEERAMPALAYAM | 11.407 | 77.7175 | Mr.N.Sengotaiyan, Kuppandapalayam (Po) ,Seerampalayam Bus Stop,Seeram Palayam , Thiruchengode (T.K),Erode (Dist) Ph:9842686373 | SRPLM1 | Airtel | Tamil Nadu | GBT
IN-1139135 | SIRCAR KATHANGANNI | 11.1242 | 77.4934 | A.SIVA RAJ,S/O APPACHI GOUNDER,DOOR.NO:121,OORVALI THOTHAM STREET,VENGALAPALAYAM,CHENNIMALAI(VIA),S.KARTHANGANNI(P.O),PERUTHURAI(T.K),ERODE,PIN CODE-638752,PH.NO:9487150924. | 7071 | Vodafone | Tamil Nadu | GBT
IN-1233520 | YERNKATHUR | 11.5266 | 77.4631 | E.V.NATARAJ.S/O,VENKATACHALAM,KOTHUKARAR THOTTAM,YARNGKATTUR VILLAGE & PO,KALLIPATTI VALI,PERUMUGAI PANCHAYATHU,GOPICHETTIPALAYAM(TK),ERODE DISTRICT. PIN-638505. PH-04285263082, 9487151945. | 7131 | Vodafone | Tamil Nadu | GBT
IN-1071788 | ANJUR | 11.0743 | 77.8109 | N.DURAI,S/O.NALLAPPA GOUNDER,NO:169,ANJUR(V)(P),ERODE(Tk)(Dt),PH:9443428416. | AANJR1 | Airtel | Tamil Nadu | GBT
IN-1060838 | ARACHALUR | 11.1589 | 77.7007 | Open Plot,Near Residenceof Mr.C Nallasamy,(Advocate),Panimadai Kadu,Anna Nagar,Archalur | ACLR1 | Airtel | Tamil Nadu | GBT
IN-1071938 | ALAMPALAYAM | 11.6224 | 77.5999 | A.K.Arthanary s/o kumar,24-pavedi street,Alampalyam(po),Bhavani(tk),Erode(dt) | ALMYM1 | Airtel | Tamil Nadu | GBT
IN-1059087 | AVALPOONDURAI | 11.2292 | 77.7192 | S.Annakodi, ( Old Kumarasamy Land ), East Street, Mettur Road, Aval Poondurai - 638 115, Erode Dt. 0424- 2331163, 0424 - 2357333, | ALPRI1 | Airtel | Tamil Nadu | GBT
IN-1059556 | ALAMPALAYAM | 11.3646 | 77.7682 | C. Dhanabal, S/O Chinnasamy, No: 223/22, Alampalayam (Po) , Naduvalavu, Near Reliance Tower, Namakkal Dt-8, Ph: 093606 43139 / 04288-246009 (Acq By Capital - Govindaraj - 98940 13024) | AMPLM1 | Airtel | Tamil Nadu | GBT
IN-1060845 | AMMAPETTAI | 11.6206 | 77.7422 | S.Govinda Samy Land, # 66, Lakshmi Nagar, Padval Kalvai, Ammapettai, Bhavani. | AMPT1 | Airtel | Tamil Nadu | GBT
IN-1061273 | HOTEL NEW SUBRAMANIAM | 11.5758 | 77.5866 | Hotel New Subramaniam,Anna Salai, Periyar Market Anthiyur, Erode Dt | ANTR1 | Airtel | Tamil Nadu | RT Tower
IN-1060430 | PERIYAR NAGAR | 11.5826 | 77.5889 | P.K. SEMBU SELVAN, 1, KUPPA GOUNDER COLONY, ANTHIUR POST, ANTHIUR POST, BAVANI TK, ERODE- 638501.. PH- 98421-60307, 94862-74207 | ANTR2 | Airtel | Tamil Nadu | GBT
IN-1059272 | APPAKUDAL | 11.4761 | 77.5787 | Open Land Of Mr. Pacchamuthu,S/O. Sengoda Gounder, Plot Opp. Pacchi Amman Kovil,Sakthinagar, Appakudal(P.O.), Erode(Distt.) -638315, Ph: 04256-246804 /807 | APKDL1 | Airtel | Tamil Nadu | GBT
IN-1106675 | AYYAMPALIYAM | 11.44 | 77.5333 | MR.A.R.PRATHAPAN,53,MARRIYAMMAN STREET,AYYAMPALAYAM,GOUNDABODI POST,BAVANI TALUK,ERODE-638 455-PH-94431 28870 | AYMPM1 | Airtel | Tamil Nadu | GBT
IN-1059608 | BRAMMADESAM | 11.5466 | 77.5782 | Ragu Ram, S/O Late Mr.Ramamoorthy, Sf No. 269, No. 156, West Street, Bharamma Desam, Bhavani (T.K). (Gbt).Erode Dt - 638315, Ph: 92454 63996 (Acq By Capital Govindaraj - 98940 13024). | BMDSM1 | Airtel | Tamil Nadu | GBT
IN-1241671 | BOOTHAPADI | 11.6098 | 77.7151 | Mr K.Perumal, SF NO.270/3,Post office thottam, Bhuthapadi(po), Ammapettai(via), Bhavani(tk), Erode(Dt)-638317. Ph- 9842722966 | BTPDI1 | Airtel | Tamil Nadu | GBT
IN-1061296 | JS COMPLEX | 11.4472 | 77.6836 | Js Complex, 4/46 Pavadi Street, Bhavani | BVNI1 | Airtel | Tamil Nadu | RT Tower
IN-1061297 | SRI AMMAN COMPLEX | 11.4356 | 77.6781 | SRI AMMAN COMPLEX, KAUNDAPPADI MAIN ROAD, KALINGARAYANPALAYAN, BHAVANI. | BVNI2 | Airtel | Tamil Nadu | RT Tower
IN-1061298 | MKS MAYURA COMPLEX | 11.4528 | 77.6875 | MKS MAYURA COMPLEX, OPP NEW BUS STAND, METTUR ROAD, BHAVANI ERODE DIST, | BVNI3 | Airtel | Tamil Nadu | RT Tower
IN-1062156 | SALEM ROAD | 11.4267 | 77.6753 | K.Gopalsamy, 5/1B, Knk Complex, Opp To Kandasamy Spinning Mills, Near Check Post, Vignesh Transport Building, Bhavani, Erode Dt - 638302, Ph: 94424 51666 (Sm) | BVNI4 | Airtel | Tamil Nadu | RT Tower
IN-1062609 | VASAVI NAGAR | 11.4326 | 77.6743 | MR.T.SUKUMAR,R.S.NO.96,THANGAVEL COMPLEX,KAMADHENU,1 STREET,OPP.TOANNAIMESS,KALINGARAYANPALAYAM,ERODETALUK,ERODE DISTRICT-638009,PH:9994868188/9994961309 | BVNI5 | Airtel | Tamil Nadu | RT Tower
IN-1060722 | ANDHIYOOR ROAD | 11.4557 | 77.6809 | MR.N.SATHISH KUMAR, S/O.P.G.NARAYANAN - EX. MP, S.F.NO.799/8 & 9, NEAR TO PANDARA APPACHI TEMPLE, APPAKKUDAL ROAD, BAVANI POST, ERODE DIST - 638 302. PH:99943 99191 | BVNI6 | Airtel | Tamil Nadu | GBT
IN-1072553 | CHEMBULICHCHAMPALYAM | 11.5495 | 77.6153 | Mayavan s/o Muniyan,Chempulichampalayam (po),Bhavani(tk),salem(dt),cell-9842873613 | CBMPM1 | Airtel | Tamil Nadu | GBT
IN-1072564 | CHELLAPA GOWUNDA PALYAM | 11.4885 | 77.6639 | M.Soma sundaram s/o Marappa gounder,chellapa gowunda palyam,Thotti palyam(po),Bhavani(tk),Erode(dt),cell-9842364547 | CGNPM1 | Airtel | Tamil Nadu | GBT
IN-1060694 | CHENNAMPATTI | 11.7013 | 77.6777 | MR.P.RAGHUNATH, S/O.S.PONNUSAMY, RS.NO.211/3A, NO.110, MAYILAYEE THOTTAM, CHENNAMPATTI POST, BHAVANI-TK, ERODE DIST - 634 504. PH:94427 27011 | CHNPT1 | Airtel | Tamil Nadu | GBT
IN-1031436 | CHENNIMALAI | 10.63 | 77.75 | K. Ponnusamy, 1/5 Manimegalai Street, Uthukuli Road , Sennimalai Taluk, Erode 638 051, Ph.98430 08899 | 3007 | Vodafone | Tamil Nadu | RT Tower
IN-1116929 | CITTANPALAYAM | 11.4146 | 77.5134 | Selvam, S/O.Nallasamy, No.1/19.Chandrapuram, Cittampalayam, Gobichettipalayam(Tk), Erode(Dt)-638476. | CITAN1 | Airtel | Tamil Nadu | GBT
IN-1062835 | KATTUR ROAD | 11.1615 | 77.6056 | MR.S.RAMESH KUMAR,S/O.T.M.SUBRAMANIAM,NO.19,PANDIYAN STREET,KATTUR ROAD,CHENNIMALAI POST,PERUNDURAI TALUK,ERODE DIST.-638051.PH:04294-251533 /98429-85415 | CMLI2 | Airtel | Tamil Nadu | RT Tower
IN-1059560 | CHENNASAMUDRAM | 11.0585 | 77.8849 | R.KOTHAI, W/O. LATE MR. T. RAMAMOORTHY, SF. NO-230, NEW SF NO. 366/2, OPP. TO RAJESWARI THEATRE, SALAIPUDUR, CHENNASAMUTHRAM, KODUMUDI, ERODE - 638003, PH: 92454 63996 (ACQ BY - CAPITAL -GOVINDARAJ - | CNSDM1 | Airtel | Tamil Nadu | GBT
IN-1059685 | MEMBALAM ROAD | 11.38 | 77.7511 | Mr.S.Arumugam,S.F.No.113/4,Senkadu,Membalayam Road, Pallipalayam Agraharam Post, Thiruchengode Taluk,Erode Dist.-638 008. Ph:0488-243404 | ERD34 | Airtel | Tamil Nadu | GBT
IN-1083108 | ECHIPALAYAM | 11.0806 | 77.8401 | OPEN LAND OF MR.SENGOTAYAN,NO-5,PULIYANGADUTHOTTAM,ECHIPALAYAM VILLEGE & P.O.,KODUMUDI VIA,ERODE,PH NO-9786177922 | EHPLM1 | Airtel | Tamil Nadu | GBT
IN-1073133 | ELLAIPPALLAIYAM | 11.4283 | 77.6446 | N.ponnuswamy s/o Nanjapa Gounder,75/82,Cellikatuvalsu,Periyapuliyur(po),Bhavani(tk),Erode(dt),pin-638455,cell-9942967343 | ELLAI1 | Airtel | Tamil Nadu | GBT
IN-1061414 | KRISHNA & CO | 11.365 | 77.7486 | OLD NO.50, THRIUCHENGODE MAIN RD, PALLIPALAYAM, ERODE | ERD05 | Airtel | Tamil Nadu | RT Tower
IN-1061429 | SPB COLONY | 11.3644 | 77.7906 | Mr.Ravi S/O Mr.Palaniswami.Ravi Complex,Tiruchengode Road,Anna Nagar,Erode.Phone 04288-245577 | ERD20 | Airtel | Tamil Nadu | RT Tower
IN-1062251 | OTTANMETHAI | 11.3706 | 77.7482 | Mr.P.Balakrishna,S.F.No.182/1A1A,Balakrishna Complex,Sangagiri By Pass Road,Pallipalayam Post,Erode Dist.-638 006.Ph:04288-245034/98428-45033 | ERD22 | Airtel | Tamil Nadu | RT Tower
IN-1059683 | SBP MILL | 11.3512 | 77.7601 | Mr.A.Vijayakumar, Sf No: 354/21, Gandhi Nagar, Kaveri Rs Paper Mill, Thiruchengode Tk, Erode Dt - 638 007 , 04288-242532 | ERD23 | Airtel | Tamil Nadu | GBT
IN-1060899 | KANJIKOIL | 11.3672 | 77.5947 | K.Sivakami, Open Land Of Mr. K.S Moorthy (Cement Stockist), Kvp Main Rd., Kanjikoil(P.O.),Erode(Distt.) -6380116, Ph:04294-235023(O),04294-236223(M) | KJKOL1 | Airtel | Tamil Nadu | GBT
IN-1062946 | KRP NAGAR | 11.3682 | 77.7436 | MRS.MANJULA,W/O.JAGADEESAN,SF.NO.158/1,K.R.P. GAR,NEAR VIGNESH PRIMARY SCHOOL,BOOTHAN SANDHAI PETTAI BUS STOP,AGRAHARAM POST,PALLIPALAYAM,ERODE DIST.-8,PH:93444-45311/93603-45312 | ERD49 | Airtel | Tamil Nadu | RT Tower
IN-1060544 | AMMAN NAGAR | 11.3597 | 77.754 | MR.KANDASWAMY,PAPER MILL ROAD,AMMAN NAGAR,PALIPALAYAM,POST,THIRUCHENGODE TALUK,NAMAKAL DIST-04288 243779 | ERD51 | Airtel | Tamil Nadu | GBT
IN-1059298 | P.METTUPALAYAM | 11.4507 | 77.5673 | Open Land Of Mr. P. Chinnadurai , S/O. Mr. Petta Gounder. Sfno. 453 /1, Door No.27/8-B,M/S. Ram Vilaas Rice Mill, P.Mettupalayam(P.O.),Sakthi Nagar Via., Gobi T.K, Erode-638315, Ph:9360073600 | PMTPM1 | Airtel | Tamil Nadu | GBT
IN-1059774 | SINGHAMPETTAI | 11.5905 | 77.7287 | MR.A.SUNDARARAJAN,SF.NO.147/5,NEAR GOVT.,HIGHER SECONDARY SCHOOL,SINGHAMPETTAI POST,BHAVANI TALUK,REODE DIST-638311.PH.NO.(RATNAVEL IS THE BROTHER OF SUNDARAJAN) | SGHMP1 | Airtel | Tamil Nadu | GBT
IN-1236406 | BAVANI BAZAAR | 11.4437 | 77.6833 | Mrs.R.Muthayammal,w/o K.M.Rangasamy,Re Survey No825/1,K.M.R.Complex,.Erode Main Road,Bhavani,erode Dist.638301.Ph-98422-86386 | IERD0072 | Idea | Tamil Nadu | RT Tower
IN-1059572 | VENGAMPUDUR | 11.1047 | 77.8782 | V. Palani Samy, S/O Mr.Venkatachalam, No: 36, Sulai Muthusamy Street, Pudhu Palayam ,Vengam Pudur, Karur To Erode Road, Erode (Dist) - 638 154, Ph: 04204-224314. (Acq By Capital) | VENGA1 | Airtel | Tamil Nadu | GBT
IN-1059912 | VELAMPALAYAM | 11.3991 | 77.5287 | MRS.S.SARASWATHY, S.NO.981/1, NO.43/1, VELAMPALAYAM MAIN ROAD, KAVUNDAPADI POST, ERODE DIST - 638 455 PH:99949 68420 | VLMPM1 | Airtel | Tamil Nadu | GBT
IN-1059274 | JAMBAI | 11.4694 | 77.6424 | Mrs. A. Shanthi, W/O, Aurl Samy, Sf. No. 718 /2, Plot, Opp To Bsnl Telephone Exchange, Bhavani T.K, Erode Dt-638312, Ph: 98425-24083 / 04256-249827 | JMBAI1 | Airtel | Tamil Nadu | GBT
IN-1106498 | KALLIPAT | 11.5966 | 77.6167 | P.BARATHI, S/O.PERUMAL, KALI PATTI, PATTLUR(PO), BHAVANI(TK), ERODE(DT)-638 314. PH.9994389033 | KALLI1 | Airtel | Tamil Nadu | GBT
IN-1074204 | KATTU KOTAI | 11.5542 | 77.6629 | A.ThanThony Gounder s/o Aie Gounder,45,Mosuven pallani Kattu Kottai,Vikundam(po),Bhavani(tk),Salem(dt),pin-638314,ph-04256-239700 | KATTU1 | Airtel | Tamil Nadu | GBT
IN-1059126 | KARUMANDI CHELLIPALAYAM | 11.3015 | 77.5874 | OPEN LAND OF MR.SUNDARAJ,S/O MR.PALANISAMY,60.PONIGODU,K.S PALYAM.PERUNDORAI TK,ERODE DIST.PH-222862 | KCPLM1 | Airtel | Tamil Nadu | GBT
IN-1059291 | KODUMUDI1 - DISTRICT COURT | 11.0756 | 77.885 | A.PERIAYASAMY, SF NO: 272/2, NEAR MARIAMMAN KOIL, ERODE MAIN ROAD, YAMAKANDANUR, KODUMUDI - 638151, ERODE DT. / 04204-223425 / 98421-57777 | KDMDI1 | Airtel | Tamil Nadu | GBT
IN-1059501 | KODUMUDI | 11.0839 | 77.8839 | OPEN LAND OF MR.PERIASAMY, S/O. MR.EMA GOUNDER, MARIAMMAN KOIL STREET, KODUMUDI, PH-04204-223425 | KDMDI2 | Airtel | Tamil Nadu | GBT
IN-1059277 | KUGALUR | 11.4826 | 77.4982 | Open Land Of Mr. R.Marappa Gounder, Sfno. 684,Door No.48, Eshwaran Kovil Street,(Plot Near Reliance Tower) Kugalur(P.O), Erode(Distt.)-638313, Ph:04285-265066 | KGLUR1 | Airtel | Tamil Nadu | GBT
IN-1116920 | KAIKALPALAYAM | 11.2615 | 77.4761 | MR.A.KANDASAMY,S/O.ARUMUGA GOUNDER,SF.NO.140/11,NO.2/169,KAIKOLAPALAYAM POST,VIJAYAMANGALAM VIA.,PERUNDURAI TALUK,ERODE DIST.-638056.PH:97874-67922/04294-248547 | KKLYM1 | Airtel | Tamil Nadu | GBT
IN-1059134 | KOLLAN KOVIL | 11.107 | 77.7393 | PUSHPAWATHI, SF NO: 566/4A, 15, NEAR BUS STOP, KANDASAMY PALAYAM, KOLLANKOIL POST, KANDASAMY PALAYAM, KOLLAN KOIL POST , ERODE - 638109 | KLKOL1 | Airtel | Tamil Nadu | GBT
IN-1061187 | SELVAKUMAR SPINNERS PVT LTD. | 11.0842 | 77.7458 | Water Tank, Unit-I, Selvakumar Spinners Pvt Ltd. Sf.No.10/3, Selva Nagar, Thandampalayam Post, Erode Dist. | KLKOL2 | Airtel | Tamil Nadu | RT Tower
IN-1059772 | KULIKANPALAYAM | 11.5064 | 77.6984 | Mr.M.Radha,Old.S.F.No.241/1,Re Survey No.80/1B,Vatta Kattu Thottam,Kulikanpalayam Post,Varathanalur,Bhavani Taluk,Erode Dist-638311.Ph.No.9994373577. | KLKPY1 | Airtel | Tamil Nadu | GBT
IN-1074382 | KOLATHUPALAYAM | 11.0233 | 77.6469 | MR.M.MAYILSAMY,NO.1/91,ANDAIKADU THOTTAM,KULATHUPALAYAM,KITTAMPALAYAM POST,KARUMATTAMPATTI VIA.,PALLADAM TALUK,COIMBATORE DIST.-641659.PH:98422-06886 | KLTYM1 | Airtel | Tamil Nadu | GBT
IN-1074416 | KANDAPPA GOUNDAN VALASU | 11.1341 | 77.6516 | M.Lakshman,11-26, Co-up Bank road,Kandappa Goundan Valasu(po),Perundarai(tk)-638051 Ph No-9965835260,04294-256208 | KNDPA1 | Airtel | Tamil Nadu | GBT
IN-1074453 | KANAVANUR | 11.6768 | 77.6681 | P.Annamali s/o patchiyanna Gounder,Kanavanur,Sennapaty(po),Bhavani(tk),Erode(dt),pin-638504,ph-04256-258052 | KNVNR1 | Airtel | Tamil Nadu | GBT
IN-1074515 | KUPPANDAPALAYAM | 11.5328 | 77.5324 | K.K.Bathragiri s/o Kumara samy Gounder,88,kuppanandapalyam(po),korathur,Athani(via),Bhavani(tk),Erode(dt),pin-638502,cell-9442922840 | KPDPM1 | Airtel | Tamil Nadu | GBT
IN-1061066 | KURICHI | 11.5733 | 77.6949 | MR.K.K.SUBRAMANIYAM & MR.K.K.THANGAVEL, S.NO.379&380, NO.170/1, MAIN ROAD, KURUCHI, BHAVANI-TK, ERODE DIST - 638 314 | KRCHI1 | Airtel | Tamil Nadu | GBT
IN-1086611 | KARANDIPALAYAM | 11.2814 | 77.5035 | R.VALLIYAMMAL, W/O.RAMASAMY GOUNDER, 2/18.VAVI THOTTAM, KARADI PALAYAM, PERUNDURAI, ERODE-638056. PH.0429-4315793 | KRDPM1 | Airtel | Tamil Nadu | GBT
IN-1074628 | KUTTAPPALAYAM | 11.068 | 77.7019 | K.S.SIVA SENPATHY,ARANMANAI,KUTTAPPALAYAM(P),KENGEYAM(Tk),ERODE(Dt),PIN:638108,PH:999443356. | KUTTA1 | Airtel | Tamil Nadu | GBT
IN-1060731 | KAVUNDACHIPALAYAM | 11.2669 | 77.6732 | MR.D.THANGARAJ,S/O.MR.DEVADASS,SF.NO.497/3,NO.380,CSI STREET,KAVUNDACHIPALAYAM POST,V.VELLODU VIA.,PERUNDURAI TALUK,ERODE DIST.-638112.PH:94434-11752/04294-238752 | KVDPM1 | Airtel | Tamil Nadu | GBT
IN-1123112 | MAXWELL INDUSTRIES LTD | 11.3331 | 77.479 | Maxwel Industries Ltd., Near A.Madam, Thingalur ( Post) Gobichettipalaym | MAXWL1 | Airtel | Tamil Nadu | RT Tower
IN-1070765 | MAYILADI | 11.1957 | 77.6294 | Rukkumani,W/o:Palani samy gounder,1/30 mayiladi,Nanipalayam(po),Vellode(via),Perundarai(tk)-638112 Ph. No.-9486644598,04294250091 | MAYLD1 | Airtel | Tamil Nadu | GBT
IN-1060053 | METTANKATTUVALASU | 11.0354 | 77.7011 | MR.S.SUNDARAM, S.F.NO.164/C3, NEW R.S.NO.164/C3A&C3E, ELAKKADU POONTHOTTAM, METTANKATTUVALASU, MUTHUR, KANGEYAM-TK, ERODE DIST - 638 105. PH:94434 40014 / 04257-254394 | METTA1 | Airtel | Tamil Nadu | GBT
IN-1059158 | MUKASIPIDAIYUR | 11.1952 | 77.5897 | OPEN LAND OF MR. M KANDASWAMY, S/O. MUTHUSWAMY, NEW HOUSE NEAR RELIANCE TOWER, MUKASIPIDAIYUR, PIDARIYUR(P.O.) , ERODE(DISTT.) -638051,PH:04294-253542 / 98428 25363 | MKASI1 | Airtel | Tamil Nadu | GBT
IN-1059332 | MOOLAKARAI | 11.2981 | 77.6324 | K.K.Thangaraj, Sf Old No: 125/1, New No: 98/6, K.S.Karupanna Complex Backside, Erode Main Road, Moolakarai-638002. Ph: 0424-282409, 94432-07771 | MLKRI1 | Airtel | Tamil Nadu | GBT
IN-1060070 | NANDA ENGG COLLEGE | 11.2853 | 77.6188 | Nanda Engineering College, Pitchandampalayam Post, Perundurai, Erode-638052. | MLKRI2 | Airtel | Tamil Nadu | GBT
IN-1070864 | MULLIPURAM | 11.0609 | 77.6391 | THANGARAJ,S/O.PERIYASWAMI GOUNDER,MULLIPURAM(P),NATHAKADIYUR(Via),KENGEYAM(Tk),ERODE(Dt),PH:9865541230. | MLLRM1 | Airtel | Tamil Nadu | GBT
IN-1059605 | MULLAMPARAPPU | 11.2839 | 77.7265 | MRS RUKMANI, W/O, SHANMUGAM, SF NO. 265, RESURVEY NO. 85/4, MULLAMPARAPPU, AVALPOONDURAI MAIN ROAD, NATHAGOUNDAN PALAYAM, ERODE DT - 638115, PH: 0424 2337943 (ACQ BY KG SIVA) | MLPRP1 | Airtel | Tamil Nadu | GBT
IN-1070957 | M.OLAPALAYAM | 11.3386 | 77.6061 | MRS.R.RUKUMANI AMMAL,SF.NO.25/18,OLAPALAYAM,MULLAMPATTI POST,SAIYUNUR VIA.,ERODE DIST.-638107.PH:9381001597 | MOLPM1 | Airtel | Tamil Nadu | GBT
IN-1078013 | MARANKATUR | 11.0867 | 77.7796 | Mr.V.Shanmugam, Survey No;1222/6A, situated at Marankattur, Valai Thottam post | MRKTR1 | Airtel | Tamil Nadu | GBT
IN-1106682 | MUKASIPUDUR | 11.5921 | 77.65 | MR.A.M.TRAJAN,S/O.A.P.MUNUSAMY,SF.NO.116/7,NO.431,A.P.M. OIL MILL,MUCASIPOOTHUR,POOCHI,BAVANI TALUK,ERODE DIST.-638314.PH:9443157533 | MSPDR1 | Airtel | Tamil Nadu | GBT
IN-1059168 | MUTHUR | 11.0441 | 77.7352 | Open Land Of Mr. G. Muthukumar, S/O. Mr. Govindaswamy (Ioc Dealer), Old Sfno.773 / B28, New No. 415 / 2, Kangayan Main Rd., Muthur, Erode Dt-638105, Ph:04257-254877, 9865254877 | MTHUR1 | Airtel | Tamil Nadu | GBT
IN-1106653 | MUKASI HANUMAN PALLI | 11.2071 | 77.6794 | N.POONNUSAMY, S/O.NALLAPPA GOUNDER, 191.KOVILPALAYAM, MUKASI HUNMAN PALAYAM, ERODE(PO). ERODE(DT)-638 115. PH.9965422232 04294-238476 | MUKAS1 | Airtel | Tamil Nadu | GBT
IN-1060410 | MYLAMBADI | 11.5246 | 77.6795 | MR.A.SHANMUGAM.S/O.SENKOTA GOUNDER,NO.182,SATAYA GOUNDANUR,PERIYA THOTTAM,MYLAMPADI POST,BHAVANI TALUK,ERODE DIST.-638 301.PH:04256-237165 | MYMBD1 | Airtel | Tamil Nadu | GBT
IN-1060359 | NAGALUR | 11.5624 | 77.5512 | Mr.K.Natarajan,No-88,Appanaykan Street,Nagalur Post.,Bhavani Taluk,ErodeDIST.PH:-9367772925/04256-214214 | NAGLR1 | Airtel | Tamil Nadu | GBT
IN-1071314 | NALLI GOUNDENPUDUR | 11.4942 | 77.5568 | K.Madeshwaran s/o Karupanna gounder,Nalii Gounden puidur,Kuthampundi(po),Sakthi nagar(via),Bhavani(tk),Erode(dt),pin-638315,cell-942999099(S.Vijayan) | NGPDR1 | Airtel | Tamil Nadu | GBT
IN-1060437 | NALAMPATY | 11.3413 | 77.5359 | MR.SHANMUGAM,Back Side Of PMG Complex,Thingalur Road,Nalampaty,THUDUPADI VIA.,ERODE DIST.-638057,PH:99428-34326/04294-232326 | NLMPT1 | Airtel | Tamil Nadu | GBT
IN-1031338 | PERUNDURAI | 11.2718 | 77.5716 | PLOT NO. 8 & 9, OLD SF NO. 45, NEW SF NO. 459/3, PERUNDURAI SUB REGN. DIST.,PERUNDURAI TALUK, ERODE DIST. | 3006 | Vodafone | Tamil Nadu | GBT
IN-1031234 | APPAKUDAL | 11.4303 | 77.6077 | S. KURUVAMMAL, SF NO 55/3 B2 NEW, 295 PUDUPALAYAM MAIN ROAD, A PUDUPALAYAM L ROAD, SHAKTHI GAR POST, BHAVANI ERODE 638 315. PH: 93614 05050, 98429 62639 | 3029 | Vodafone | Tamil Nadu | GBT
IN-1101260 | CN PALAYAM | 11.448 | 77.6967 | K.Ramesh, 191/B2, Kannagi nagar, Near Uzhavar sandai, perander kadu, CN palayam, B.Kumaramangalam, Nammakal DT, 04288-261909, 98429-45626 | 3568 | Vodafone | Tamil Nadu | GBT
IN-1060625 | ODATHURAI | 11.4599 | 77.5143 | MR.N.N.NATRAJAN, S/O.NALLASAMI GOUNDER, S.NO.54/3, NO.2/1A, MAIN ROAD, ODATHURAI POST, BHAVANI-TK, KAVINDAPADI, ERODE DIST - 638 455. PH:98943 90766 (Remarks: Sanmugavadivu D/O. MR.N.N.NATRAJAN) | ODTRI1 | Airtel | Tamil Nadu | GBT
IN-1059189 | OLAGADAM | 11.5671 | 77.6429 | O.M. Pandurangan, Resurvey No-98/1, Opp. To Ril Tower, Olagadam, Bhavani Tk, Erode Dt-638314, Ph: 98437 92345 / 2254378 | OLGDM1 | Airtel | Tamil Nadu | GBT
IN-1059191 | OTTAPPARAI | 11.1784 | 77.5814 | C.Munusamy Sf No: 419/6, 2A, Ottaparai, Thoppupalayam Post, Chennimalai Via, Perundurai Tk, Erode - 638051 / 98420-86704 | OTPRI1 | Airtel | Tamil Nadu | GBT
IN-1060627 | PACHAMPALAYAM | 11.5725 | 77.6104 | MR.C.VENKADACHALAM, S/O.CHINNAPPA GOUNDER, RS. NO.242/1, NO.A2/A2, PACHAMPALAYAM, PACHAMPALAYAM POST, BHAVANI-TK, ERODE DIST - 638 314. PH:04256-263766 / 99656 15096 | PCPLM1 | Airtel | Tamil Nadu | GBT
IN-1066872 | PUDUPALAYAM | 11.1463 | 77.5566 | MR. K.GOVINDASAMY, S/O. KARUPPASAMY GOUNDER, OLD SF NO: 20, NEW SF NO: 53/1, A.PUDUPALAYAM, NORTH RAMALINGAMPURAM POST, CHENNIMALAI VIA, ERODE DIST: 638051. PH: | PDLYM1 | Airtel | Tamil Nadu | GBT
IN-1059424 | PALLAGOUNDANPALAYAM | 11.2263 | 77.4621 | A.Vellingiri, Sf No: 38, Kannabiran Kalyana Mandapam, Palla Goundan Palayam, Erode Dist-638056. Ph: 04294-242111 (Nh 47 Perundurai To Chengappalli)_ | PGPLM1 | Airtel | Tamil Nadu | GBT
IN-1059565 | PALLIPALAYAM AGRAHARAM | 11.3739 | 77.7391 | NDHA GOPAL, KUMARAPALAYAM MAIN ROAD, BACKSIDE THASI COMPLEX, AGRAHARAM POST, PALLIPALAYAM, ERODE -08. PH:98659-11391. | PLAGM1 | Airtel | Tamil Nadu | GBT
IN-1060192 | PALLAKKALI PALAYAM | 11.4518 | 77.4814 | MR.K.KOMARASWAMY,S/O.KUPPA GOUNDER,SF.NO.56/49,MARIYAMMAN KOVIL STREET,POOSARI VALASU,POLLAKKALI PALAYAM,GOBICHETTYPALAYAM,ERODE DIST.-638 476,PH:93450-99112/04285-246642(MR.LOKATHAN BROTHER IS KOMARA | PLKLM1 | Airtel | Tamil Nadu | GBT
IN-1066955 | PALAKUTTAI | 11.6207 | 77.5567 | MR.P.SIVAKUMAR & MR.P.RAJA,SURVEY NO.676/2B2,NO.676,PALAKUTTAI,G.S.COLONY POST,ANDHIYUR VIA.,BAVANI-TK,ERODE DISTRICT-638 501. PH:98651 73184. | PLKTI1 | Airtel | Tamil Nadu | GBT
IN-1066956 | PALLAKATOOR | 11.2296 | 77.5305 | PONNUSAMY,S/O:MARAPPA GOUNDER,KARAVAN THUNDU KADU,PALLAKATOOR,KAMPULIAMPATTI(PO),PERUNDARAI(TK),ERODE-638056 PH NO-9994426357(SHANMYAN) | PLKTR1 | Airtel | Tamil Nadu | GBT
IN-1060979 | OLD BUS STAND ROAD | 11.2764 | 77.5819 | S.No 83, Behind Canara Bank Bldg, Old Bus Stand Road, Perundurai. | PRDI1 | Airtel | Tamil Nadu | GBT
IN-1062827 | KANCHI KOIL ROAD | 11.2822 | 77.5851 | MR.K.MANI,S/O.KUPPUSAMY,NO.136,KANCHI KOIL ROAD,PERUNDURAI,ERODE DIST.-638052.PH:04294-221456/94430 21456 | PRDI12 | Airtel | Tamil Nadu | RT Tower
IN-1060413 | PERUNDURAI | 11.2792 | 77.5983 | MR.TULASIMANI,SF.NO.167,NO.129,SENNIYAVALASUR,ERODE ROAD,PERUNDURAI,ERODE DIST.-638052.PH:9442776392 | PRDI13 | Airtel | Tamil Nadu | GBT
IN-1060775 | R.S.ROAD | 11.2655 | 77.6006 | MR.T.S.DHOMODHARAN & MR.T.S.KASILINGAM, RS.NO.960/11, NEAR TO KONGU ENGG. COLLEGE, THOPPU PALAYAM, PERUNDURAI POST, PERUNDURAI-TK, ERODE DIST - 638 052. | PRDI16 | Airtel | Tamil Nadu | GBT
IN-1060980 | KUPPUSAMY LAND | 11.2408 | 77.5022 | KUPPUSAMY LAND, NEAR UNION BANK, UTHUKULI ROAD, VIJAYAMANGALAM. | PRDI2 | Airtel | Tamil Nadu | GBT
IN-1062201 | ERODE MAI ROAD | 11.2774 | 77.5924 | S.R.Raju, Hotel Prakash, 309, Erode Road, Karumandichellipalayam, Perundurai, Erode -638052 (Acq By Subramani) | PRDI4 | Airtel | Tamil Nadu | RT Tower
IN-1059935 | COVAI ROAD | 11.268 | 77.5723 | MR.K.N.RAMASAMY, R.S.NO.546/2, NO.113/3, KOVAI MAIN ROAD, PERUNDURAI-TK, ERODE DIST - 638 052. PH:94423 52757 | PRDI6 | Airtel | Tamil Nadu | GBT
IN-1062552 | ERODEMAINROAD | 11.2796 | 77.5932 | M.CHENNIAPPAN,RS.NO.670/2,NEWSURVEYNO.922/16,NELLAIVELANSTOREBUILDING,ERODEMAINROAD,PERUNDURAIERODEDIST-638052,PH:9443147578 | PRDI7 | Airtel | Tamil Nadu | RT Tower
IN-1062553 | KUNNATHURROAD | 11.2791 | 77.5804 | SIVASUBRAMANIAM&SENKODAGOUNDER,188,KUNNATHURMAINROAD,PERUNDURAI,ERODE-638052.PH:9842720487 | PRDI8 | Airtel | Tamil Nadu | RT Tower
IN-1062632 | COVAIMAIN ROAD | 11.2725 | 77.5805 | MR.N.PERIYASAMY,R.S.NO,786/2,NO.43,KOVAIMAIN ROAD,P.T.S. COMPLEX,PERUNDURAI,ERODE DIST-638052,PH:9843338882 | PRDI9 | Airtel | Tamil Nadu | RT Tower
IN-1061124 | SAKTHI AUTO | 11.2332 | 77.4775 | Sakthi Auto Company, Salem Main Road, Mukasipallagoundenpalayam, Near Vijaymangalam, Contact Person Mr.Selvakumar E.D.P. Dept.Ph 04294-243401-232Ext. | PRDIM1 | Airtel | Tamil Nadu | RT Tower
IN-1061129 | PRECOT MILLS | 11.2261 | 77.5442 | Precot Yarn Dyeing Plant, Plot No L2-L13, Sipcot, P V Palayam Post, Perundurai, Erode Dist. | PRDIM6 | Airtel | Tamil Nadu | GBT
IN-1060559 | PERUMUGAI | 11.5277 | 77.4876 | Open Land Of Mr.K.Palanisamy,No-6/36,Kallipati Via,Perimugai Pudur P.O.,Gobi Taluk,Erode,Ph No-9944082667(Mr.Ganapathy) | PRUMG1 | Airtel | Tamil Nadu | GBT
IN-1059566 | PETHAMPALAYAM | 11.3491 | 77.5686 | R. Chinnasamy, No: 81, P.S. Kuppusamy Street, Nari Palayam , Opp To Mr.Saravanan House, Petham Palayam, Perundurai Tk, Erode (Dist)- 638116, Ph: 04294-236306, 093631 11642 (Acq- Capital Govindaraj - | PTMLM1 | Airtel | Tamil Nadu | GBT
IN-1123389 | PUNNAM | 11.4992 | 77.6148 | Mr.K.Kanthasamy,S/O.Kalliya Gounder,No.165,Setty Thottam | PUNAM1 | Airtel | Tamil Nadu | GBT
IN-1060276 | KANNAPALLI | 11.6299 | 77.689 | MR.P.ERASO GOUNDER,S/O.PERYANA GOUNDER,NO.1/385,P.K.PALAYUR,P.K.PUDUR POST,BHAVANI TALUK,ERODE DIST.-638504.PH:98659 72534/04256-225193 | KNPLI1 | Airtel | Tamil Nadu | GBT
IN-1060183 | ERODE COLLEGE OF PHARMACY | 11.2995 | 77.6576 | MR.N.BALASUBRAMANIYAN,S/O.NALLAMUTHUI.K,SF.NO.113/7&111/4,NO.1/38-A,VEPPAM PALAYAM,VALLIPURATHAN PALAYAM POST,VELLODE VIA.,ERODE DIST.-638112,PH:99656-18616 | KONGU2 | Airtel | Tamil Nadu | GBT
IN-1067230 | RAMANAYAKKANUR | 11.3577 | 77.515 | Nagammal,w/o:Palani Samy Nayakkar,3/136,rama nayakannur,Nichampalayam(po),Perundarai(tk),Erode-638055 Ph No-04295-232719,9865305569 | RNKNR1 | Airtel | Tamil Nadu | GBT
IN-1059213 | SIVAGIRI | 11.1225 | 77.7875 | S. Annakodi Land, Old Sfno. 320, New Sfno. 655, Kumarasamy Iron Store Land, Near Reliance Tower, Sivagiri, Erode-638109 | SGIRI1 | Airtel | Tamil Nadu | GBT
IN-1067403 | SEMMANDAMPALAYAM | 11.2519 | 77.6426 | C.Ravichandran,s/o:Chinappa Gounder,natha Kadu,62,Semmandampalayam,Perundarai(tk),Erode-638052 Ph No.-9865916144 | SMMPM1 | Airtel | Tamil Nadu | GBT
IN-1239385 | SANNSIPATTI | 11.5107 | 77.7252 | S.Vengadu,S/o Sengoda Gounter,SF NO.23/17, Sanyasipatti,Bhavani(T.K), Erode-638301. Ph:9965023821. | SNYPT1 | Airtel | Tamil Nadu | GBT
IN-1067745 | THOTTIYANUR | 11.5117 | 77.6461 | ERATTAI KARADU,ANTHIYUR VIA,BHAVANI T.K,ERODE DT. | TTNR1 | Airtel | Tamil Nadu | GBT
IN-1059570 | THUYYAMPUNDURAI | 11.2583 | 77.7058 | S. Janci Rani, W/O. R. Sampath (Vao Officer), Sf No. 500/4, V. Vellode Via, , Behaind Bharamma Rice Mill, T.Mettupalayam, Thuyyampoondurai. Ph: 0424 -2331448 / 94430 31648 (Acq By Capital - Ramesh - 9 | TYMPD1 | Airtel | Tamil Nadu | GBT
IN-1060174 | IRT PERUNDURI MEDICAL COLLEGE | 11.2816 | 77.5608 | MR.M.MURUGESAN,S/O.LATE KR.MUTHUSAMY,SF.NO.490/1,NO.511,KUNNATHUR ROAD,PERUNDURAI SANITORIUM POST,PERUNDURAI TALUK,ERODE DIST.-638 053.PH:98657-51420/98427-88183 | PRDI10 | Airtel | Tamil Nadu | GBT
IN-1059252 | VADUGAPPATTI | 11.1521 | 77.7364 | MRS. ANKODI LAND, W/O. K.N. SUBRAMANIAM, SF NO. 665/1, VADUGAPATTI(P.O.), ARCHALLUR(VIA),ERODE(DISTT.)-638101, | VDGPT1 | Airtel | Tamil Nadu | GBT
IN-1067877 | VADAPALANI | 11.1224 | 77.6798 | N.Annapoorani D/O Naryana moorthy,Kumarapalyam(po),Nathe katur(via),Vadapalani,Erode(dt),ph-0424-2335240 | VDPLN1 | Airtel | Tamil Nadu | GBT
IN-1067881 | VELAMPALYAM | 11.2386 | 77.6836 | Mr.K.SakthiVel S/O.Krishnasamy,51,Vellam palayam,Kannaga puram post,vellode VIA, Erode Dist-PH-9443563368 | VELAM1 | Airtel | Tamil Nadu | GBT
IN-1067910 | VIRAPPAN PALYAM | 11.1557 | 77.6746 | V.P.PONNUSAMY, S/O.PALANISAMY GOUNDER, NO.18.SOUTH STREET, VIRRAPPANPALAYAM(PO), ARACHALUR(VIA), ERODE-638101. PH.9965689077. 9842919404. | VIRAP1 | Airtel | Tamil Nadu | GBT
IN-1061059 | VELLI TIRUPUR | 11.6158 | 77.63 | Mrs.M.Sampoornam, S.F.No.558, Resurvey No.270/2 D, No.564, Anna Nagar, Velli Tiruppur Post, Bhavani Taluk, Erode Dist.-638 314. Ph: 04256-253707. | VLTIR1 | Airtel | Tamil Nadu | GBT
IN-1059573 | VEMBATHI | 11.5077 | 77.5776 | A. KARUNAKARAN, SF. NO. 317/1B, 317/7, VEMBATHY VILLAGE, BHAVANI TK, ERODE - 638501, PH: 94426 42358 (ACQ BY CAPITAL - GOVINDARAJ 98940 13024) | VMBTI1 | Airtel | Tamil Nadu | GBT
IN-1116933 | VYRAMANGALAM | 11.4612 | 77.6136 | Mr.K.N.Velusamy,S/O.Narayana Gounder,Sf.No.57/19C &19A,Kombu Thottam,Kuttipalayam Post,Vyramangalam,Bhavani Taluk,Erode Dist.-638312.Ph:9345316187 | VYMGM1 | Airtel | Tamil Nadu | GBT
IN-1246219 | PUNGAMBADI | 11.2713 | 77.6513 | Mrs.A.Selvarathinam, W/o.P.T.Ashokan,S.F.No.176/1, Panakkatu Thottam, Pungambadi, Perundurai, Erode District 638112.Ph.04294-239791,97906-84150. | PGBDI1 | Airtel | Tamil Nadu | GBT
IN-1246220 | PERUNDURAI RS | 11.2521 | 77.6244 | Mr. K.G. Chandran, S/o- Gurusamy Gounder, Perundurai RS Village and Post, Office-824, Park Road, Erode -3, PH:- | PDIRS1 | Airtel | Tamil Nadu | GBT
IN-1252918 | TAJ NAGAR | 11.3586 | 77.7781 | 3/819, TAJ NAGAR, SPB COLONY, | ERD57 | Airtel | Tamil Nadu | GBT
IN-1251557 | SIVAGIRI | 11.1275 | 77.8103 | NO.57,THOPPAPALAYAM, AMMAN KOIL PO, | SIVGR1 | Airtel | Tamil Nadu | GBT
IN-1252826 | PUDUKARAIPUDUR | 11.4856 | 77.4796 | Mr.P.Murugesan, S/o.Palaniappan, S.F.No.744, D.No.41, Kugalur Main Road, Pudukari Pudur Post, Gobi Tk, Erode 638 313. | PUPDR1 | Airtel | Tamil Nadu | GBT
IN-1252997 | SENNIMALA | 11.2072 | 77.5551 | Mr.T.V.Chidambaram, S/o.Mr.T.Varadharaj, SF No:55/9, Thulukam palayam, Thopupalayam post, Chennimalai, Perundurai tk, Erode DT-638051, 99655-82366, 98659-82366 | SNMLI1 | Airtel | Tamil Nadu | GBT
IN-1252830 | THALAVAIPETTAI | 11.4631 | 77.618 | Mr.R.Dharanidaran, S/o.S.A.Raju, S.F.No.189, Near S.R.P.Complex, Sathy Main Road, Thalavai Pettai Post, Bhavani TK, Erode 638 327. | TVPTI1 | Airtel | Tamil Nadu | GBT
IN-1270795 | IRT COLLEGE | 11.4123 | 77.6688 | M/MARIMUTHU S/O.KANDASAMY GOUNDER NO.84/2, | IRTCL1 | Airtel | Tamil Nadu | GBT
IN-1270650 | MPNMJ COLLEGE | 11.1868 | 77.6226 | MR.BABU, ASHOKAPURAM, VELLODE VIA, | MPNCL1 | Airtel | Tamil Nadu | GBT
IN-1274596 | KALIYANUR | 11.389 | 77.7325 | T.S.KOLANDAIVELU S/O SENGODAGOUNDER OLD S.F.NO.19/2,NEWS.F.NO.19/2A4, KALIYANUR VILLAGE ,POST,THIRUCHENGODE TK,NAMAKKAL DT.PH9095522587 | KYNUR1 | Airtel | Tamil Nadu | GBT
IN-1252831 | URATCHIKKOTTAI | 11.4822 | 77.6973 | Mr.S.Chellamuthu Gounder, S/o.Shanmuga Gounder, D.No.17/55,56, S.F.No.709/9 Urachi Kottai, Bhavani Village, Near CSI Church, Erode District. Ph.93604-27979,94433-69949. | URCKT1 | Airtel | Tamil Nadu | GBT
IN-1031308 | BANNARI | 11.5271 | 77.1432 | V. Sarojini, S.F.No.610/195, Near Water Tank, 1St Street, Rajan Nagar, Erode - 638 451. | 348 | Vodafone | Tamil Nadu | GBT
IN-1030807 | BHAVANI SAGAR | 11.4806 | 77.1308 | H.Balamani, S.F.No.165/A, T.S.Sno.1/1,12, 3 & 5 In Part, Near Door No.34, Ex Service Man Colony, Bhavani Sagar, Erode - 638 451. | 884 | Vodafone | Tamil Nadu | GBT
IN-1031857 | NORTHBETHST | 11.5053 | 77.2442 | Z.SHARMILABANU, W/O SA.ZAHEERHUSSION, NO:40 KONGU NAGAR, SATHYAMANGALAM, ERODE 638401.PH:9843840777. | 1253 | Vodafone | Tamil Nadu | RT Tower
IN-1031210 | PANAYAMPALLI | 11.4014 | 77.1536 | S.Madaiyan, S/o. Sivanappa gounder, 3/215, Panayampalli, Sathyamangalam TK, Erode Dt, 0429-5269310 | 2482 | Vodafone | Tamil Nadu | GBT
IN-1031209 | VEENAMPALLI | 11.4195 | 77.1953 | V.K.Paramasivam, Opp to aircel tower, Vinnapalli, Covai road, Sathyamangalam TK, Erode Dt., 98655-688869 | 2265 | Vodafone | Tamil Nadu | GBT
IN-1031918 | GKS BUNGALOW | 11.455 | 77.36 | Shanmugam, DG Complex, 168A, Sathy road, opp to CKS bangalow, Gobi TK, Erode Dt, 98430-22431 | 2269 | Vodafone | Tamil Nadu | RT Tower
IN-1069330 | MEANKARANPALAYAM | 11.3376 | 77.2403 | Ponuswamy, Menakaranpalayam, Vamadapalayam P.O, Erode Dist-638462. Ph:9442146456 | 3190 | Vodafone | Tamil Nadu | GBT
IN-1031099 | ARASURERD | 11.4506 | 77.2758 | R.Palanisamy, S/o.Ramasamy, Periya thottam, Arasur, Sathyamangalam TK, Erode Dt, 99659-30015 | 2481 | Vodafone | Tamil Nadu | GBT
IN-1250468 | THALAVADI | 11.7777 | 77.0064 | N.Alikhan, S/O.Noorkhan, Sakthi Main Road, Thalava | 2672 | Vodafone | Tamil Nadu | GBT
IN-1070659 | NATHIPALAYAM | 11.4316 | 77.4525 | M.KALIYANNAGOUNDER, S/O.MUTHUGOUNDER, N.UDAYAMPALAYAM, KULLAMPALAYAM(PO), GOPI(TK), ERODE(DT)-638476. PH.04285-225426. 9360555727 | 2684 | Vodafone | Tamil Nadu | GBT
IN-1031371 | GOBI CPLYM | 11.4538 | 77.4458 | PLOT NO. 11 & 12, SF NO.99, SAKTHI SHANTHI GAR EXTN. VEERAPANDI VILLAGE, GOBICHETTIPALAYAM TALUK, PERIYAR DIST. | 3005 | Vodafone | Tamil Nadu | GBT
IN-1283070 | VKP COMPLEX | 11.454 | 77.4306 | Mr A Palanisamy S/O Mr A R Ammasi gounder No 18 Nanajppa Road Valli Theatre Toad Gobichettipalayam 638452 Cell9442351395 | GOBI13 | Airtel | Tamil Nadu | RT Tower
IN-1059872 | IN SALAI | 11.4767 | 77.1956 | MR.K.KARUPPA GONDER, OLD S.NO.74A/1C, 74A3 NEW NO.85/3,85/3A&85/3B, AYYAN CHALAI, POOSARIPALAYAM, UTTHANDIYOOR POST, SATHYAMANGALAM-TK., ERODE DIST - 638402 | INSAA1 | Airtel | Tamil Nadu | GBT
IN-1061074 | MELLIPATTI | 11.4086 | 77.1244 | MR.B.M.ALAVUDEEN, R.S.NO.132/2&3, MALLIYAMPATTY, PANAYAMPALLI POST, SATHYAMANGLAM-TK.,ERODE DIST - 638 459 | MIPTT1 | Airtel | Tamil Nadu | GBT
IN-1066976 | PONAIYA GOUNDER VALASU | 11.3171 | 77.3382 | MR.KUMARASAMY GOUNDER, S/O. MR. MUTHUKUMARASAMY, SF.NO: 187/1 & 187/2, SITUATED AT 4/52, PERIYATHOTTAM, PONIYAGOUNDA VALASU, BATTAMPALAYAM POST, MBIUR VIA., GOBI (TK), ERODE DIST: 624 212. PH: 04285-3 | PNGSU1 | Airtel | Tamil Nadu | GBT
IN-1081362 | T.N.PALAYAM | 11.5059 | 77.3859 | MR.BABU, ANGU MEDICALS, PATTIKADAI STOP, T.N.PALAYAM(PO), GOBI(TK), ERODE(DT) PH:9942932829 | 5287 | Vodafone | Tamil Nadu | GBT
IN-1097421 | PAAPANTHOTTAM | 11.3631 | 77.3946 | MR.S.K.THIRUMOORTHY S/O.KALIYANNAN GOUNDER, S.F.NO:153/3, PAPPAN THOTTAM, SOKKUMARIPALAYAM POST, CHINNARIPALAYAM , GOBI TK, ERODE - 638110 | 5537 | Vodafone | Tamil Nadu | GBT
IN-1060278 | PUNJAITHURAIPALAYAM | 11.5136 | 77.4257 | MR.T.P.LOGANATHAN,S/O.TK.PALANIAPPAN,NO.4/290,MAIN ROAD,THORIAM PALLAYAM,GOBI TALUK,ERODE DIST.-638512.PH:94864 06687 | PNPLM1 | Airtel | Tamil Nadu | GBT
IN-1060044 | SIKARAMPALAYAM | 11.5233 | 77.2074 | MR.C.KUPPUSAMY,SF.NO.558/4,SIKKARASAMPALAYAM PIRIVU,BANRI MAIN ROAD,SIKKARASAMPALAYAM, SATHYAMANGALAM TALUK,ERODE DIST.638 401.PH:04295222395 | SIKAR1 | Airtel | Tamil Nadu | GBT
IN-1031309 | DIMBHAM | 11.6213 | 77.1298 | G.Ramalingam, S.F.No.195/1, Dhimbam, Hasanoor, Sathyamangalam Taluk, Erode - 638 401. | 6296 | Vodafone | Tamil Nadu | GBT
IN-1139134 | IGGALORE | 11.7214 | 77.0342 | T.KUMALA APPA,S/O,THTTA SUBIYYA,IGGALORE,SIRKALI(PO),SATHIYAMANGALAM(TK),ERODE DISTRICT. PIN-638467 MOBILE-9442680549,04295-291927. | 7037 | Vodafone | Tamil Nadu | GBT
IN-1139265 | THOTTAPURAM | 11.6191 | 76.9992 | Mr.P.Sambath kumar, S/o. Mr.Pappanna @ puttu madhappa, SF No: 225/4, vinayakar street, Thottapuram post, sathiyamangalam tk, erode Dt-638461, 94874-30059 | 7052 | Vodafone | Tamil Nadu | GBT
IN-1139274 | NEITHALAPURAM | 11.6761 | 76.9995 | M.MALAIAPPAN,S/,MATHAPPAN,1/69,NEITHALAPURAM VILLAGE AND &(PO),THALAVADI VALI,SATHIYAMANGALAM(TK),ERODE DISTRICT. MOBILE-9486075556, 99487322835. | 7058 | Vodafone | Tamil Nadu | GBT
IN-1139149 | ERAHANAHALLI | 11.6942 | 76.9334 | S.THUNDU MAHA DEVAN,S/O,SITHIYA DEV PARAVA MOOMBI,ERAHANAHALLI VILLAGE &(PO),SATHIYAMANGALAM(TK),ERODE DISTRICT. MOBILE-9443785893 | 7062 | Vodafone | Tamil Nadu | GBT
IN-1139147 | MALLANKULI | 11.7526 | 76.9239 | DEVA AMMA,W/O,DEVARAJ,MALLANKULI VILLAGE &(PO), TALAVADI VALI , SAHIYAMANGALAM(TK),ERODE DISTRICT. MOBILE-9442931170 | 7066 | Vodafone | Tamil Nadu | GBT
IN-1139139 | PANAHAHALLI | 11.6743 | 76.8912 | A.ARAVA CHETTI,S/O,RENGAIYYA CHETTI,PANAHAHALLI ,KONGAHALLI MANI ROAD,SATHIYAMANGALAM (TK),ERODE DISTRICT. MOBILE -9486936742 | 7069 | Vodafone | Tamil Nadu | GBT
IN-1139133 | THEIGINARAI | 11.7187 | 76.9639 | Mr.G.Krishna, S/o.Late govinda naicker, Old sF no: 83/1, New SF no: 289/1, Naicker st, Theginarai post, sathiyamangalam TK, Erode DT-638 461, 94881-45464 | 7072 | Vodafone | Tamil Nadu | GBT
IN-1233519 | SOORIYAPPANPALYAM | 11.333 | 77.3698 | K.THIRUMOORTHY,S/O,KUMARASAMY,SOORIYAPPANPALYAM VILLAGES ,PUDUPALAYAM PANCHAYATH,AVINASHI(T.K),THIRUPUR DISTRICT. PIN-638458 MOBILE-9789723658 | 7126 | Vodafone | Tamil Nadu | GBT
IN-1233252 | KADAMBUR | 11.6393 | 77.3209 | Mr.Kali Gounder, S/o.Mr.Kuppa Gounder, SF No: 2466/3, Thondur Jeeva nagar, Kadambur post, DG Puthur via, Sathyamangalam TK, Erode Dt-638 503,9944129833 | 7285 | Vodafone | Tamil Nadu | GBT
IN-1233287 | THINGALUR | 11.7551 | 77.2967 | M.Chinraj, S/o.Mr.Madha naidu, SF No: 220/2, Sujikarai, Thingalur village, K.B.Malam post, sathyamangalam TK, Erode Dt- 638401, 09379628478 | 7286 | Vodafone | Tamil Nadu | GBT
IN-1101259 | AKSARA TEXTILES (P) LTD | 11.776 | 77.2705 | AKSARA TEXTILES (P) LTD, DIVISION OFFICE OF SHRI SHRAVA SPINNING MILLS (P) LTD,WEST SPINNING EXHAUST 2 BUILDING POSITION , SHASTRI GAR, METTUPALAYAM MAIN ROAD,ERANGATUR, SATHIMANGALAM-2,ERODE DIST, | AKSAR1 | Airtel | Tamil Nadu | RT Tower
IN-1071928 | ALUKULI | 11.4478 | 77.3597 | MR.R.THIRUMURUGAN, S/O.RAMASAMY GOUNDER, S.NO.188/2 & 188/5, MULLA THOTTAM, ALUKULI, ALUKULI POST, GOBICHETTIPALAYAM-TK, ERODE DIST - 638 453. PH:04285-315156 | ALKLI1 | Airtel | Tamil Nadu | GBT
IN-1061073 | ALLAMARA THOTTAM | 11.4453 | 77.1466 | MR.N.RAJENDRAN, O/S.NO.333A, N/S.NO.175/4, NO.182, NAL ROAD, THOPPAMPALAYAM POST, SATHYAMANGALA-TK, ERODE DIST - 638 401. PH:04295 - 292275 | ALLTT1 | Airtel | Tamil Nadu | GBT
IN-1060593 | AYALUR | 11.4061 | 77.4016 | Open Land Of Mr.K.Shanmugam,No-13/49,Kamaraja Nagar,Ayalur Villege & P.O.,Gobi Taluk,Erode,Ph No-9362676279 | AYLUR1 | Airtel | Tamil Nadu | GBT
IN-1059289 | ARIYAPPAMPALAYAM | 11.478 | 77.2505 | NO:9, PILLAYAR KOVIL ST, GOBI MAIN ROAD, ARIYAPPAM PALAYAM VILLAGE,SATHY T.K. | AYPLM1 | Airtel | Tamil Nadu | GBT
IN-1072747 | CHELLANDRA PALAYAM | 11.285 | 77.3341 | KARUPPAN GOUNDER, S/O.RAMARA GOUNDER, CHEEKANKADU, CHELLANDRA PALAYAM, OLALAKOVIL POST, S.K.PALAYAM VIA, GOBI(TK), ERODE(DT), PH.9345395799, 04285-292389 | CLNPM1 | Airtel | Tamil Nadu | GBT
IN-1059973 | DODDAMPALAYAM | 11.4758 | 77.1581 | MR.T.M.KALIAPPAN & MRS.K.SUBBULAKSHMI, S.NO.36/1E, NO.10/462, PATTARAI CHETTY THOTTAM, THOTTAMPALAYAM POST, BHAVANI SAGAR VIA., SATHYAMANGALAM-TK, ERODE DIST - 638 451 PH: 04295 - 240791 | DDPLM1 | Airtel | Tamil Nadu | GBT
IN-1072905 | DHANDAGOUNDER PALAYAM | 11.3315 | 77.4471 | open plot of T.K.Palani samy,puthu thottam,Dhanda gounder palayam,Thornuvavi post,perunthurai tk, Erode dist,no-9865558376,04294-292343 | DNDPM1 | Airtel | Tamil Nadu | GBT
IN-1059113 | ELATHUR | 11.3864 | 77.3084 | K.N.Subramanian, Sf No: 796/2, Near Bus Stand, Panchayth Office Backside, Elathur Post, Gobi Tk, Erode - 638458 / 9894010684 | ELTUR1 | Airtel | Tamil Nadu | GBT
IN-1117539 | ELUR | 11.5019 | 77.3236 | Mrs.Jayanthi,No.1/86/1,Elur Medu,Elur,Pn Palayam Post,Gopichitipalayam,Erode Dist-638 503-Ph-98653 84998 | ELURU1 | Airtel | Tamil Nadu | GBT
IN-1060704 | EMMAMPOONDI | 11.3089 | 77.3175 | MR.E.P.BALASUBRAMANIAM, MRS.N.KAVITHA, MRS.K.SUSINTHIRA & MRS. THILAGAVATHI, OLD SF.NO.358, NEW SF.NO.445/1, EMMAMPOONDI POST, SK PALAYAM VIA., GOBICHETTIPALAYAM-TK, ERODE DIST - 648 458. PH:04285-259 | EMMPD1 | Airtel | Tamil Nadu | GBT
IN-1073936 | IKKARAINEGAMAM | 11.4894 | 77.2142 | MR.K.VELLINGIRI,SF.NO.3,76/9 &76/8,NO.2/6,NJAPPA GOUNDER PUTHUR,KOMOOLAI POST,SATHYAMANGALAM TALUK,ERODE DIST.638402.PH:9843951200 | IKRGM1 | Airtel | Tamil Nadu | GBT
IN-1122848 | TVS AUTO CARE | 11.4547 | 77.4408 | Tvs Auto Care, Bhajanai Koil St., | GOBI01 | Airtel | Tamil Nadu | RT Tower
IN-1060885 | KAMARAJ NAGAR | 11.4097 | 77.4325 | A.Dhana Rathinam, # 71 Main Road, Kamaraj Nagar, Kolappalur | GOBI03 | Airtel | Tamil Nadu | GBT
IN-1062330 | VAIKKAL ROAD | 11.4575 | 77.4354 | Mr.G.S.Radhakrishnan,Ts.No.123,122 & 124,Block No.22,Ward-D,No.5,Car Street, Gobicheetipalayam, Erode Dist.-638 452.Ph:98430-70995 | GOBI4 | Airtel | Tamil Nadu | RT Tower
IN-1062581 | CKKGROUND | 11.455 | 77.4241 | MRS.N.S.INDIRANI,W/O.SHANMUGAM,S.NO.77,NO.168,GOBITOSATHYAMANGALAMMAIN ROAD,OPPTOCKS BUILDING,GOBICHETTIPALAYAM,ERODE DIST-638276.PH:9843022437/0428-5222431 | GOBI5 | Airtel | Tamil Nadu | RT Tower
IN-1060061 | ROJA NAGAR | 11.4612 | 77.4407 | R.NAGARAJ, S.NO:4, T.S.NO:82/1, KALYANI NAGAR, VEERAPANDI VILLAGE, GOBI, ERODE-638476. PH:9443305458 (PP) | GOBI6 | Airtel | Tamil Nadu | GBT
IN-1060613 | MILL ROAD | 11.4494 | 77.4344 | MR.K.KESAVAN,S/O.ANGAPPAN,NO.163,KUPPA AMMAL LAYOUT,GOBICHETTIPALAYAM POST AND TALUK,ERODE DIST.-638476,PH:9360335530 | GOBI7 | Airtel | Tamil Nadu | GBT
IN-1060724 | VELAMGATTIPALAYAM ROAD | 11.4571 | 77.4009 | MR.K.M.MURALITHARAN, S/O.K.A.MUTHUSAMY, S.NO.90/4, 4K, NEAR RELIANCE TOWER, VELAMGATIPALAYAM ROAD, KARATADI PALAYAM, GOBICHETTIPALAYAM-TK, ERODE DIST - 638 453. PH: | GOBI8 | Airtel | Tamil Nadu | GBT
IN-1059745 | GUTHIYALATHUR | 11.6159 | 77.3243 | Mrs.T.Kaliyammal,S.F.No.823,No.84,Parukumara Thottam,Kadambur Post,Dg Pudur Via,Sathyamangalam Taluk,Erode Dist.-638 503.Ph:04295-200631(Remarks:Mrs.Kaliammal Son Is Mr.Kuppusamy) | GYLTR1 | Airtel | Tamil Nadu | GBT
IN-1060299 | KANAKAPALAYAM | 11.5165 | 77.4425 | MR.V.A.PARAMESHWARAN,SF.NO.1/7/1,KANAKAPALAYAM VILLAGE,KONDAYAM PALAYAM POST,GOBI TALUK,ERODE DIST.-638 505.PH:98650 99783 | KANAK1 | Airtel | Tamil Nadu | GBT
IN-1232099 | KADASELLIPALAYAM | 11.3513 | 77.3739 | KDPYM1,INFRATEL ,K.CHANDARASEKARAN, S/O.KULANTHA | KDPYM1 | Airtel | Tamil Nadu | GBT
IN-1059130 | PERIAKODAVERI | 11.4794 | 77.2978 | K.Chinappan, Old Sf No. 228, New Sf No. 174/3, No-95, K.N Palayam Main Road, Perikulam Post, Dg Pudur(Via), Gobichettipalayam T.K, Erode Dt-638503, Ph: 04285-252268 / 04295-265416 / 98433 65307 | KDVRI1 | Airtel | Tamil Nadu | GBT
IN-1059358 | KOLAPPALUR | 11.3788 | 77.4305 | C.Devaraj, Old Sf No. -485, New No. 505/2,New No. 586,550, Gobi-Dharmapuri Main Road, Kolappalur Post, Gobichettipalayam, Erode Dt -638456, Ph: 04285-255966 | KLPLR1 | Airtel | Tamil Nadu | GBT
IN-1059655 | KEMMANAICKEN PALAYAM | 11.5269 | 77.3011 | MRS.KOTHAI, SF NO:3A, NEW SF NO: 3/2, SITE NO: 7 & 8, NEAR ANGAPPA ASAIR LAND, NEAR SCHOOL, KEMBANAICKEN PALAYAM, SATHYAMANGALAM TK, ERODE - 638 003 ( KOTHAI IS A SISTER OF AMSAVENI, LAND OPP TO SBI ) | KNPLM1 | Airtel | Tamil Nadu | GBT
IN-1060910 | VISVANATH LAND | 11.2714 | 77.4091 | A.Visvanath Land, Pudhu Thottam, # 290 Peremanallur Road, Kunnathur | KNTR1 | Airtel | Tamil Nadu | GBT
IN-1076948 | KARUDAMBADI PUDUR | 11.3704 | 77.3865 | MR.K.A.PONGIYATHAN, RESURVEY NO:89/1, SITUATED AT THEETHAMPALAYAM, MBIYUR VIA, CHINRIPALAYAM POST, GOPICHETTIPALAYAM TALUK, ERODE DISTRICT - 638110. PH:9787032622 & 04285-319512 | KRDMB1 | Airtel | Tamil Nadu | GBT
IN-1060589 | KARATALIPALAYAM | 11.4582 | 77.3863 | MR.V.S.RAMASAMY,NO.3/224,SANATHIBATHY THOTTAM,MULAVAIKKAL,KARATALI PALAYAM POST,GOBI-638453.PH:04285-240753(REMARKS:RAMASAMY IS BROTHER IN LAW IS GNANAVEL) | KRTLM1 | Airtel | Tamil Nadu | GBT
IN-1060503 | KOSHANAM | 11.3699 | 77.3495 | Open Land Of Mr.R.Karuppu Samy,Koshanam Villege & P.O.,Gobi Taluk,Erode,Ph No-9345584768 | KSHNM1 | Airtel | Tamil Nadu | GBT
IN-1059145 | KASIPALAYAM | 11.459 | 77.3334 | Mr.Elango Muthu Velappan, Sf No:166/1, Plot Near Amman Temple, Main Road, Kasipalayam, Opp To Canara Bank, Gobi Tk, Erode Dt - 638454 Ph; 94435-22192 / 04285-264168, 264268 | KSPLG1 | Airtel | Tamil Nadu | GBT
IN-1074623 | KURUMANTHUR MEDU | 11.425 | 77.353 | open plot of S.Muthukumar,s/o-A.K.Samasundaran, 8/1,Kurumanthur medu,Kurumanthur post,Gobi tk, Erode dist, no-04285-254172,9486251334 | KURUM1 | Airtel | Tamil Nadu | GBT
IN-1070826 | MINNAKADU PALAYAM | 11.3439 | 77.2855 | C.KARUPAKKAL, W/O CHINNAIH GOUNDER, SF NO.352/1, 352/3 MINAKADUPALAYAM, ANGANOOR POST., NAMBIYUR VIA, GOBI TK. ERODE DT. 638 462 PH:9345184128 | MINAK1 | Airtel | Tamil Nadu | GBT
IN-1059267 | NAMPIUR | 11.3587 | 77.3195 | S.F No. 199/1B, Guna Iyer Thottam, Backside Main Road, Nambiyur,(Near Reliance Tower) Gobi Tk, Erode Dt-638458 | NMBYR1 | Airtel | Tamil Nadu | GBT
IN-1086810 | OLD ASANUR | 11.6753 | 77.1496 | ODD MARI TEMBLE,ASANUR,SATHI,ERODEMr.S.Sivakami,S.F.No.101, Old Asanur, Asanur Via, Sathy (TK), Erode (DT) Ph:9364152700, 9364115155 | OSNUR1 | Airtel | Tamil Nadu | GBT
IN-1066817 | PALANI GOUNDER PUTHUR | 11.3325 | 77.3193 | open plot of T.Murugeshan,s/o-Thiyavasikamani gounder,kolakadu thottam,palani gounder puthur,yeddarai post,gobi tk, Erode dist,no-04285-318546,9843721477 | PALAN1 | Airtel | Tamil Nadu | GBT
IN-1086114 | PATCHAMPALAYAM | 11.3084 | 77.3826 | K.PATTAPPA GOUNDER,S/O.KALIANNE GOUNDER,PACHAPALAYAM(V),NALLIGOUNDENPALAYAM,KURICHI(P),PERUNDURAI(Tk),ERODE(Dt),PIN:638110,PH:04294-316010. | PCHPM1 | Airtel | Tamil Nadu | GBT
IN-1060043 | PUDUKUYANUR | 11.5445 | 77.1576 | Open land of Mr. Marappa Goundar, Pudukuyanur, Bannari post, Sathy, Erode dist, | PKYNR1 | Airtel | Tamil Nadu | GBT
IN-1126557 | PULIYAMKOMBAI | 11.5503 | 77.2586 | MR.K.PRABHAKARAN S/o.MR.KRISHSAMY.S.NO.358/1 & 358/2 S.NO.37/1 PRESENTLY IN .T.S.NO.12/1 BLOCK NO.4 WARD C PULIYAMKOMBAI, SATHYAMANGALAM ERODE.PH :94861526003 | PULIK1 | Airtel | Tamil Nadu | GBT
IN-1061221 | AKSHERA PAPERS | 11.5055 | 77.142 | M/S/AKSHERA PAPERS,SF.NO-557/5,BHAVANISAGAR ROAD,PASUVAPALAYAM,RAJANNAGAR,SATHYAMANGALAM-638451.PH:04259-5243554.(REMARKS:MR.PRABHU-94861-35259) | RJNGR2 | Airtel | Tamil Nadu | RT Tower
IN-1061734 | SATHYAMANGALAM | 11.4981 | 77.2431 | Moorthy Tyres,441,Main Road, Rangasamudram, Sathyamangalam | SATH1 | Airtel | Tamil Nadu | RT Tower
IN-1061735 | SATHYAMANGALAM | 11.5069 | 77.2447 | Sri Krishna Complex,Sathya Theater Road,Oppsite Bsnl Exchange,Sathyamangalam | SATH2 | Airtel | Tamil Nadu | RT Tower
IN-1060995 | SATHYAMANGALAM | 11.4894 | 77.2736 | Periya Nagaiyan Pudu Thottam, Bannari Amman Sugars (Opp) Sathyamangalam | SATH3 | Airtel | Tamil Nadu | GBT
IN-1062379 | ATHANI ROAD | 11.5006 | 77.2786 | Mr. K.N.Subramanyam, Old No. 199A & 200, New No.139/1, D.No.5/150A, Kamadhenu Nagar, D G Pudur Post, Erode Dist, Ph | SATH4 | Airtel | Tamil Nadu | RT Tower
IN-1062677 | OLD MARKET ROAD | 11.5044 | 77.2403 | MR.N.BASHEER,T.S.NO.104&106,NO.226,BAZAAR STREET,SATHYAMANGALAM,ERODE DIST-638401,PH:9994011827 | SATH5 | Airtel | Tamil Nadu | RT Tower
IN-1062668 | SRTGROUND | 11.4964 | 77.2379 | L.GOVARDHANAM,BHUVANESHWARICOMPLEX,SRTCORNER,MAINROAD,SATHY-2.PH:9842705565 | SATH6 | Airtel | Tamil Nadu | RT Tower
IN-1133638 | ANNA NAGAR | 11.4923 | 77.2698 | MRS.B.SIVABAKKIAM W/o.MR.BALASUBRAMANIAM S.NO.16/4A,16/5 ALATHUKOMBAI VILLAGE, STHYAMANGALAM TALUK, GOBICHETTIPALAYAM, ERODE DISTRICT PH : 9952171005 | SATH7 | Airtel | Tamil Nadu | GBT
IN-1261381 | SATHYAMANGALAM | - | - | PERIYA NAGAIYAN PUDU THOTTAM, BANNARI AMMAN SUGARS (OPP) SATHYAMANGALAM | SATHM1 | Airtel | Tamil Nadu | GBT
IN-1116923 | SAVAKATU PALAYAM | 11.3219 | 77.2865 | Mr.V.Devasagayam,Sf.No.409/1C,Thatanur Village Main Road,Savakatupalayam,Avanashi Taluk,Coimbatore- 638 460-Ph-94439 45892/04285 268269 | SAVAK1 | Airtel | Tamil Nadu | GBT
IN-1067493 | SIRUVALUR | 11.3649 | 77.46 | R.Marapan,s/o:Ramasamy Gounder,250/2 siruvalur,Goundpadi main road,siruvalur(po),Gopi(tk),Erode Ph No-9442426839,04285-253630 | SRULR1 | Airtel | Tamil Nadu | GBT
IN-1062877 | JKK COLLEGE | 11.5176 | 77.3942 | MR.DR.JKK.MUNIRAJAHA - CORRESPONDENT, ANNAI JKK, SAMPURANI AMMAL POLYTECHNIC COLLEGE, TK PALAYAM POST, GOBI-TK, ERODE DIST - 638 506. PH:04285-260283/260293/93624 99955 | TNPLM2 | Airtel | Tamil Nadu | RT Tower
IN-1067736 | TORAVALUR | 11.2592 | 77.3652 | OPEN LAND OF MR.G.SELVARAJ,NO-1/126,TORAVALUR VILLEGE & P.O.,MERUKUPATHY P.O.,KUNATHUR VIA,TIRUPUR T.K.,CBE,PH NO-9842148969 | TRVLR1 | Airtel | Tamil Nadu | GBT
IN-1067836 | URUMAM PALAYAM | 11.4031 | 77.3748 | P.CHIMUTHU, S/O.PALANI GOUNDER, NO.202.URUMAMPALAYAM, KOTTUPURAM PALAYAM, ALINGIYAM(PO), KURUAMANTHUR(VIA), GOBI(TK), ERODE-638457. PH.9443794126 | URMPM1 | Airtel | Tamil Nadu | GBT
IN-1067851 | VADAKUTHOTTAM | 10.8853 | 77.2298 | R.SHANMUGA RAJ, S/O.RAYYAPPA GOUNDER, S.F.NO,324/1.VADAKKUTHOTTAM, PUDUVADAVALI (PO), SATHIYAMANGALAM(TK), ERODE-638401. PH.9443574666. | VADAK1 | Airtel | Tamil Nadu | GBT
IN-1116919 | VEMANDA PALAYAM | 11.2384 | 77.4378 | MRS.P.RENGAMAL, W/O.N.PALANI SAMY,NO.5/51,VALAYAM THOTTAM,VEMANDAPALAYAM POST,GOBICHETTY PALAYAM TALUK, ERODE DIST-638462 | VMDPM1 | Airtel | Tamil Nadu | GBT
IN-1116918 | VAMALAI GOUNDAN PALAYAM | 11.2075 | 77.6792 | Mr.Vc.Samyappan And C.Palani Samy,105 Andikattu Thottam,Vamalai Gounder Palayam,Kavutham Palayam,Kunnatur Via,Erode Dist | VMGPM1 | Airtel | Tamil Nadu | GBT
IN-1059257 | VANIPUTTUR | 11.5094 | 77.3627 | Open Land Of Mr.K.V.Swaminathan, S/O K.N. Venkateshan, Kongarapalayam Road, Vaniputtur,T.N.Palayam Post.Gobi T.K, Erode Dt-638506, Ph-04285-260910. | VNPTR1 | Airtel | Tamil Nadu | GBT
IN-1126656 | BASUVANAPURAM | 11.6673 | 77.2823 | V.Arumugam,s/o Vengatachalam,basuvanapuram (po)T.G pudhur(Via)Sathyamangalam Tk,Erode Dt.638503.Ph: 90036 37640,04295 200712 | BASUV1 | Airtel | Tamil Nadu | GBT
IN-1252733 | NORTH PETTAI | 11.5013 | 77.2464 | Mr.T.R.Srinivasan, S/o.T.K.Rangasamy, 147/4, mysore trunk road, Srinivasa complex, opp to old bus stand, sathiyamangalam tk, erode-638401, | SATH8 | Airtel | Tamil Nadu | RT Tower
IN-1252795 | BUNGALOW PUDUR | 11.5081 | 77.4055 | Mr.BM Selvaraj, S/o Marana Gounder, BMS Gounder Thottam, Bungla Pudur, Gobi Tk, Erode Dt - 638512. | BGPDR1 | Airtel | Tamil Nadu | GBT
IN-1252731 | KOTHAMANGALAM | 11.4915 | 77.1338 | P.Dhoddanna gowder, S/o.Palaniappa gowder, SF No:91/1A3, near door no:628, pillayar koil thottam, Kothamangalam, Bhavani sagar via, Sathyamangalam tk, Erode-638451, | KTHGM1 | Airtel | Tamil Nadu | GBT
IN-1252714 | BHAVANI SAGAR | 11.4793 | 77.1096 | Mr.V.Ramasamy gounder, S/o.Venkatarama gounder, SF No:58/6, kanakambar thotta kalai, Pungar colony, Sathiamangalam tk, Erode DT-638451, | BVNSR2 | Airtel | Tamil Nadu | GBT
IN-1245272 | KADATHUR | 11.4185 | 77.2865 | Mr.S.Velusamy, Mrs.Ruckmani, SF No: 99/2B, sakthi main road, bank of baroda, kadathur, gopi tk, erode dt-638466, 04285-251359 | 7728 | Vodafone | Tamil Nadu | GBT
IN-1252728 | PUDUPEERKADAVU | 11.5235 | 77.1248 | Mr.A.Subramani, S/o.Angappan, SF No:243/2, No:116-B, Main road, Pudhuper kadavu, Bhavani sagar Via, Sathy tk, Erode-638451, 97878-94533, | PDKDU1 | Airtel | Tamil Nadu | GBT
IN-1246721 | KETTISEVIYUR | 11.3385 | 77.4129 | S.N.Sengottuvellappan, S/o.Nanjappa gounder, SF No:389/2, No:1, nambiyur road, Kettiseviyur, Gobi TK, Erode DT-638110, 94875-09297 | 7729 | Vodafone | Tamil Nadu | GBT
IN-1264659 | KALLIPATTI | 11.4731 | 77.2903 | ANNADURAI, SF NO: 44/7,8, KALLIPATTI | GKLPT1 | Airtel | Tamil Nadu | GBT
IN-1269196 | VETTAYAMPALAYAM | 11.4156 | 77.3165 | V.A.Velusamy, V.A.Kamaraj, SF No:195/11, and 195/12, Sootyvalayam post, Nambiyur via, Gobi tk, Erode Dt-638458 | VTPLM1 | Airtel | Tamil Nadu | GBT
IN-1271022 | BANNARI AMMAN TEMPLE | 11.5439 | 77.1409 | MR.RATHINASAMY,NORTH THOTTAM, RAJAN NAGAR | BANNR1 | Airtel | Tamil Nadu | GBT
IN-1030637 | JKK College | 11.4441 | 77.7329 | S. Senthil Kumar, S.F.No.176/2, Kuppichipalayam, Ethirmedu, Komarapalayam, Tiruchengode Taluk, Namakkal - 638 183. | 494 | Vodafone | Tamil Nadu | GBT
IN-1030622 | VEPPADAI | 11.4065 | 77.7869 | V.N.Kaliannan, S.F.No.180/4E, Komarapalayam Main Road, Veppadai, Erode - 638 008. | 3059 | Vodafone | Tamil Nadu | GBT
IN-1231914 | PULLAKKAVUNDAMPATTI | 11.5005 | 77.729 | R.PONNUSAMY,S/O RAMASAMY GOUNDER,PULLAKKAVUNDAMPATTI VILLAGE & (PO),SANKAGIRI(TK),SALEM DISTRICT MOBILE-9443719687 | 7146 | Vodafone | Tamil Nadu | GBT
IN-1264351 | KANDHAN COLLEGE | 11.4224 | 77.8028 | M.KANDAPPA GOUNDER S/O MUNIYA GOUNDER S.F.NO.216/1,MANAKADU,SOWDAPURAM VILLAGE POST,TIRUCHENGODE TK,NAMAKKAL DT.638088,PH.9442279547 | KDHNC1 | Airtel | Tamil Nadu | GBT
IN-1061483 | KUMARAPALAYAM | 11.4419 | 77.6967 | Mk Complex, 180-A Salem Main Road, Kumarapalayam, Erode | KMPM1 | Airtel | Tamil Nadu | RT Tower
IN-1061484 | RAJAN THEATRE | 11.4438 | 77.7078 | Mr. S. Subramani, Subramani General Store Building,Opposite S N 205, Co-Operative Urban Bank, Near Rajan Theatre, Salem Main Road, Kumarapalayam. 04288-261241, 9842779610 | KMPM2 | Airtel | Tamil Nadu | RT Tower
IN-1060006 | C N PALAYAM | 11.4466 | 77.6964 | MR.KV.SUNDARAM/MRS.S.KAMALAVENI/MRS.SUMATHY,NO.127/12,NEW NO.28,PERANDHAR THOTTAM,ERI STREET,CHINNAPPANAICKENPALAYAM,KUMARAPALAYAM.THIRUCHENGODE,NAMAKKAL DIST.-638 183.PH:98430-51836/93451-78325 | KMPM3 | Airtel | Tamil Nadu | GBT
IN-1062821 | AMMAN NAGAR | 11.4383 | 77.7019 | MR. K.R.P. RAMESH, TEXTILE'S BIG'S, AMMAN NAGAR, KOMARA PALAYAM, NAMKKAL- 638183 | KMPM4 | Airtel | Tamil Nadu | RT Tower
IN-1059653 | AGRAHARAM | 11.4378 | 77.6932 | Mrs.M.Dhanlakshmi, W/O. K.S. Murugan, S.F.No.103, No.14G6, Appan Kadu, West Colony, B.Kumarapalayam, Thiruchengodu Taluk, Namakkal - 638183 Ph:98427-25656 / 04288-262625. | KPAGM1 | Airtel | Tamil Nadu | GBT
IN-1059483 | S.S.M ENGG COLLEGE | 11.4475 | 77.7417 | V.Nallaiyagounder, Sf No. 657/9A, No:3/33, Valayjaranur, Opp. To Tan India Spinning Mill, Near Ssm Engineering College, Bhavani Main Road, Kumarapalayam, Salem Dt - 638183, Ph: 04288-264421 | PLKPM2 | Airtel | Tamil Nadu | GBT
IN-1030772 | VELAKOUNDANPATTI | 11.2889 | 78.0633 | S.Sumathi, S.F.No.37/3, Near Door No.3/226/1, Anniyar Velagoundenpatti, Namakkal - 637 212. | 408 | Vodafone | Tamil Nadu | GBT
IN-1031947 | PERIYAMANUR | 11.3714 | 78.0742 | K.Shanmugam, SNK Complex, vaiyappamalai main road, peria manure post, Tiruchengode TK, Namakal DT, 98427-35573 | 3182 | Vodafone | Tamil Nadu | RT Tower
IN-1085559 | KARAI KURICHI PUTHUR | 11.3529 | 78.1675 | K.Perumal,s/o Kaliyappan,1/643, perumal kovilmedu,Karakuruchiputhur, Namakkal-637014.9940779697. | 4506 | Vodafone | Tamil Nadu | GBT
IN-1086945 | THALAMBADI | 11.3047 | 78.1482 | MUTHUSAMY, S/O.KARUPU GOUNDER, VATAKUTHOTTAM, THALAMBADI(PO), NAMAKKAL(TK) & (DT). PH.9994411253 | TLMBD1 | Airtel | Tamil Nadu | GBT
IN-1107057 | ELUR | 11.3509 | 78.1 | T.A.RATHINAM, S/O.THANGAMUTHU GOUNDER, MEATU STREET, EALUR(PO), NAMAKKAL(TK), NAMAKKAL(DT)-637018. PH.94431344621 | ELOOR1 | Airtel | Tamil Nadu | GBT
IN-1086813 | PALPUDINGI PALAYAM | 11.3188 | 78.1061 | S.KUPPAYEE, W/O.SENGODA GOUNDER, S.F.NO.233/2. PALPUDINGING PALAYAM, MUSIRI(PO), TRICHENGODE(TK), NAMAKKAL(DT)-637018. PH.9788584321, 9787290904 | PALPU1 | Airtel | Tamil Nadu | GBT
IN-1060633 | PERIYAMANALI | 11.3719 | 78.0747 | MR.M.PALANIAPPAN, S/O.MUTHUSAMY GOUNDER, S.NO.4/1, NO.1/313, KUMARAVELI PALAYAM, VEIYAPPAMALAI VIA, PERIAMANALI POST, THIRUCHENGODE-TK, NAMAKKAL DIST - 637 410. PH:98429 35444/04288-235635 | PYMLI1 | Airtel | Tamil Nadu | GBT
IN-1061037 | MATHIVANAN LAND | 11.2886 | 78.0643 | Mathivanan Land, 44 A, Main Road, Velakoundampatty | VKDP1 | Airtel | Tamil Nadu | GBT
IN-1253045 | PERUMALKOVIL MEDU | 11.3567 | 78.167 | Mr.R.Arunachalam, S/o.Ramasamy, S.F.No.209/1A1C, D.No.1/6803, Perumal Koil Street, Karai Kurichi Post, Namakkal District.637001. Ph.04286-248336, | PKMDU1 | Airtel | Tamil Nadu | GBT
IN-1253042 | BOMMI KUTTAI MEDU | 11.2998 | 78.1668 | Mr.V.Eswaran, S/o.Mr.Veerappa pillai, SF No:139/2W, 4/354, Bommikudaimedu, sellappampatty post, nammkal Dt-637019, 96007-26752, 99947-02713 | BMKDU1 | Airtel | Tamil Nadu | GBT
IN-1060984 | PUDHAN SANDHAI | 11.3192 | 78.1719 | Salem Main Road, Bommai Kutai Medu, Sellampatti Post 637 019 | PUDS1 | Airtel | Tamil Nadu | GBT
IN-1106979 | BOMMANPATTI | 11.2841 | 78.1229 | Mrs.S.Vasanthi, Survey No:97/1, 1A3 Situated at Near Mariyamman koil, Eraviyampatty, Bommanpatty Post, Thiruchengode Taluk, Namakkal District - 637212.PH: 9442727717 | BOMAN1 | Airtel | Tamil Nadu | GBT
IN-1031293 | PUDHAN SANDHAI | 11.3197 | 78.1713 | V.Kannan, S.F.No.21/7A, Salem Main Road, Puthan Santhai, Sellappampatty, Namakkal - 637 019. | 585 | Vodafone | Tamil Nadu | GBT
IN-1031601 | SALEM ROAD | 11.3824 | 77.9 | Salem Road | 4024 | Vodafone | Tamil Nadu | RT Tower
IN-1060642 | VATTUR | 11.4098 | 77.9647 | MR.K.NATESAN, S/O.K.KARUPPANNA GOUNDER, S.NO.472/4B, 5,6E,7E & 9B, THATTANKADU, BETHAMPATTI, KUMARAMANGALAM VIA, VATTUR POST, THIRUCHENGODE-TK, NAMAKKAL DIST - 637 205. PH:04288-296109/94423 83814 | VATTR1 | Airtel | Tamil Nadu | GBT
IN-1117537 | KUPPANDAPALAYAM | 11.4108 | 77.9345 | Open Plot Of Mr Sundarraj,S/O-Ramasamy Gounder,No-199,Aayakadu,Andrapatty,Kuppanda Palayam Post,Kumara Palayam Via, Thiruchengodu Taluka, Namakkal Dist-637205, No-04288-284986 | KUPAD1 | Airtel | Tamil Nadu | GBT
IN-1060001 | BAKTHAVACHALA NAGAR | 11.3821 | 77.9053 | MRS.A.SELVAM,OPP.TOKSVTEXTILES,BAKTHAVACHALA NAGAR,THIRUCHENGODU.PH:9842790441 | TCGD10 | Airtel | Tamil Nadu | GBT
IN-1062280 | SUMMER INDIA PVT LTD | 11.4047 | 77.895 | Summer India Textile Mills Pvt Ltd., No: 4B & 5B, Dyeing Department Building, New Unit, Thiruchenkodu, Namakkal Dt - 637 211 (Contact Person: A.R.Asai Thambi ) | TCGD7 | Airtel | Tamil Nadu | RT Tower
IN-1060218 | KONGU ENGG COLLEGE(OPP. TO SENGUNTHAR ENGG COLLEGE) | 11.3668 | 77.9167 | TCGD14, MRS.G.GOWRI,W/O.LATE ,TV.GOPALAN,SF.NO.59/1A,PLOT NO.33&34,OPP.TO SENGUTHAR ENGINEERING COLLEGE,BHARATHI NAGAR,KOSAVAMPALAYAM,THIRUCHENGODE,NAMAKKAL DIST.-632 211.PH:93456-58105 | TCGD14 | Airtel | Tamil Nadu | GBT
IN-1061230 | SUMMER INDIA PVT LTD | 11.3974 | 77.8983 | Summer India Textiles Mills P Ltd., Post Box No:12, 176/2A, Kozhikkalnatham road, Tiruchengode-637211. Ph:04288-284111 | TCGDM1 | Airtel | Tamil Nadu | RT Pole
IN-1061800 | RAMASAMY BUILDING | 11.3883 | 77.8933 | Ramasamy Building, Sankagiri Main Road, Tiruchengode | TCGD5 | Airtel | Tamil Nadu | RT Tower
IN-1062619 | SANKAGIRI ROAD | 11.3933 | 77.8901 | MRS.K.SUMATHI,OLDS.NO.72/3,NEWS.NO.72/2&72/8SITENO.53,SANGAGIRIMAIN ROAD,SEETHARAMPALAYAM,THIRUCHENGODE,NAMAKKAL DIST-637209,PH:04288-254992/256992 | TCGD12 | Airtel | Tamil Nadu | RT Tower
IN-1031342 | TIRUCHENGODU | 11.3798 | 77.8868 | 14C, Anangur Road(Ganesh Rice Mill), SuriampalayamPO,Tiruchengode. | 4012 | Vodafone | Tamil Nadu | GBT
IN-1061797 | BABY COMPLEX | 11.3843 | 77.8988 | 28, Chinnan Kinaru, Kozlikkalnatham Privou Road, Tiruchengodu | TCGD2 | Airtel | Tamil Nadu | RT Tower
IN-1030744 | RAJAGOUNDANPALAYAM | 11.3733 | 77.8755 | M.Rajamani, S.F.No.187/1, Near Door No.461, Bungalow Street, Rajagoundenpalayam Post, Thirucengode Taluk, Namakkal - 637 209. | 439 | Vodafone | Tamil Nadu | GBT
IN-1030464 | SOLASERAMANI | 11.2401 | 77.8732 | A. Arumugam, G.S.No.164/16A,2/169,Cauvery Road, Navaladiyan Complex, Solasiramani, Namakkal - 637 210 | 3047 | Vodafone | Tamil Nadu | GBT
IN-1030460 | KANTHAM PALAYAM | 11.2722 | 77.9478 | P. Chandrasekar, Survey No.389/2,No.4/111, East Street, M.Kandampalayam, Paramathi Velur Taluk, Namakkal District - 637 203. | 4062 | Vodafone | Tamil Nadu | GBT
IN-1231909 | PERUNKURICHI | 11.2835 | 77.9063 | M.KALIANNAN S/O MUTHUSAMY,NO:1/125,KOVASAVAMPALAYAM VILLAGE,PERUNKURICHI POST,PARAMATHI VELLUR TK,NAMAKKAL DT-637201,PH;9443404779. | 7157 | Vodafone | Tamil Nadu | GBT
IN-1106799 | ELANTHAKUTTAI | 11.2009 | 77.8897 | P.THANGA MUTHU, S/O.PALANIYAPPA GOUNDER, OLD NO:68, NEW NO:33, ELANTHAKUTTAI, KURUMBALAMAGADEVI(P.O), JADERPALAYAM(VIA), PARAMATHIVELUR (T.K), NAMAKKAL-637213. PH:04268256371,9 | ELANT1 | Airtel | Tamil Nadu | GBT
IN-1271021 | PASUR | 11.2408 | 77.8562 | M RAJESWARI W/O K G MOHANRAJ A-24 STATION PUDUR PASUR VILLAGE ERODE | PASUR1 | Airtel | Tamil Nadu | GBT
IN-1106890 | PULIYAMPATTI | 11.1879 | 77.9899 | R.KUPPUSAMY, S/O.EDIRAMASAMY, PULIYAMPATTY, NADANTHAI(PO), PARAMATHU VELUR(TK), NAMAKKAL-637206. PH.9442686642, 9442489642 | PULIA1 | Airtel | Tamil Nadu | GBT
IN-1108600 | SITHAM POONDI | 11.2401 | 77.9051 | C. DURAISAMY, S/O, CHINNAPA GOUNDER, 4/28, ANDI KADU, CHITHAM POONDI POST, KANTHAM PALAYAM VIA, PARAMATHI VELUR TK, NAMAKALL - 637203? PH- 04268-261117, 94433-34122, 99423-03665 ( LOGU ) | SIDAM1 | Airtel | Tamil Nadu | GBT
IN-1106629 | S.PUTHUPALAYAM | 11.2766 | 78.0186 | N.RAVI, S/O.NALLUSAMY, CHITTIKADU, 1/13.S.PUDUPALAYAM, PARAMATHI VELUR(TK), NAMAKKAL(DT). PH.9443359796. 04268-259726 | SPUTU1 | Airtel | Tamil Nadu | GBT
IN-1096361 | SIRAPATTI | 11.2115 | 77.9521 | 1/56B,Alavakinatru Palayam,Seerapalli,Paramathi | SRPTT1 | Airtel | Tamil Nadu | GBT
IN-1106528 | PARUTHYPALLI | 11.4321 | 78.0256 | P.A.K.VADAMALAI CHETTIYAR, S/O.KANTHASAMY CHETTIYAR, PARUTHIPALLI(PO), VAIYAPPA MALAI MAIN ROAD, MALLA SAMUTHIRAM(VIA), THIRUCHENGOD(TK), NAMAKKAL(DT)-632410. PH.9363203540, 9363203640 | PARUT1 | Airtel | Tamil Nadu | GBT
IN-1101255 | GOUNDAM PALAYAM | 11.8658 | 78.0199 | M. KANTHA SAMY, S/O, MUTHUGOUNDER, 4/10, KARATU KADU, GOUNDA PALAYAM VILLAGE, KARUMANUR POST, THIRUCHENKODU TK, NAMAKALL - 637503? PH- 04288-238806 | KMPLM1 | Airtel | Tamil Nadu | GBT
IN-1241668 | KALIPATTI | 11.5191 | 78.0389 | A.Thangarasu, S/o.Arumugam, SF No: 56/1A3, sitiuated at kalipatty village, kalipatty post, Atttaymapatty via, Tiruchengode tk, Nammakkal dt-637501, 98420-73573 | KLPAT1 | Airtel | Tamil Nadu | GBT
IN-1106655 | PALAMEDU | 11.4456 | 78.0531 | C.KULANTHIVEL, S/O.CHINNUSAMY PILLAI, PALAMEDU(PO), MALLASAMUDIRAM(VIA), THIRUCHENGODE(TK), NAMAKKAL(DT)-637503. PH.9865898800 | PLMDU1 | Airtel | Tamil Nadu | GBT
IN-1071914 | AKKARIPATTY | 11.4715 | 78.0604 | MR.M.MOHAN,S/O.MUTHUSAMY,SF.NO.19/9,CHENNAPPONNU KADU,AKKARAIPATTY POST,MALLASAMUTHIRAM VIA.,RASIPURAM TALUK,NAMAKKAL DIST.-637503.PH:93606-87633 | AKKPT1 | Airtel | Tamil Nadu | GBT
IN-1239387 | SAKKILIKADU | 11.4751 | 77.9756 | Mr,T.Mahendran,S/o,K.Tamilmani,Thutipalayam via, Tiruchenkode T k Namakkal ph;9965371728/04288-236434 | SKKDU1 | Airtel | Tamil Nadu | GBT
IN-1070910 | MAMUNDI AGRAHARAM | 11.5009 | 78.0553 | MR.R.GANESHAN,S/O.RAMASAMY,SF.NO.155/6C&6A,NO.2/250,NEAR RICE MILL BUS STOP,MAMMUNDI AGRAHARAM,MAMMUNDI AGRAHARAM POST,MALLASAMUTHIRAM VIA,THIRUCHENGODU,NAMAKKAL DIST.-637503.PH:94437-70026 | MMNDI1 | Airtel | Tamil Nadu | GBT
IN-1086661 | MANGALAM | 11.5096 | 78.0129 | A.Marimuthu, s/o ammashi, ganthi nagar mangalam vill & po, thivunchan kadv t.k, namakkal dt, ph 9894063613. | MGLAM1 | Airtel | Tamil Nadu | GBT
IN-1106500 | MARAPPARAI | 11.4156 | 78.0536 | K.RANGA SAMY, S/O.KOMURU GOUNDER, SANDI PARAIKKADU, MARAPPARAI(PO), VAIYAPPA MALAN(VIA), THIRUCHENGODU(TK). NAMAKKAL(DT)-632410 PH.04288-233721 | MRPRI1 | Airtel | Tamil Nadu | GBT
IN-1030526 | VAIYAPPAMALAI | 11.4138 | 78.0845 | V.A. Rajeswaran, Sf No 292/1, Olungu Malai, Punjai, Velagounden Patti Main Road, Vaiyappa Malai, Namakkl Dt 637 410., Ph 04288 233501, 94432 37501 | 4065 | Vodafone | Tamil Nadu | GBT
IN-1059160 | MALLASAMUDHRAM | 11.4939 | 78.0311 | Open Land Of Mani Vasgam & Mohanasundaram, Sfno.297, No.5B1,Voc Street, Land Behind Chelliamman Koil,Mallasamudram, Namakkal-637503, Ph-04288-238238 | MLSDM1 | Airtel | Tamil Nadu | GBT
IN-1274546 | MAHENDRA ENG COLLEGE | 11.4735 | 77.9999 | 1.K.M.KANDASAMY S/O MARIGOUNDER 2..P.KOMARUGOUNDER S/O PONMALAI GOUNDER S.F.NO.65/6,MELMUGAM VILLAGE MALLASAMUDRAM POST,THIRUCHENGODE TK,NAMMAKKAL DT.PH.9842742949 | MAHCL1 | Airtel | Tamil Nadu | GBT
IN-1106680 | ANIMOOR | 11.3257 | 77.8719 | Mr.R.Palanisamy, Survey No;80/1,2,3A & 4A situated at Periyakadu, Chinnapannakadu Village, Animoor Post, Thiruchengode Taluk, Namakkal District - 637211. PH: 9842755483 & 04288-255482 | ANMUR1 | Airtel | Tamil Nadu | GBT
IN-1117531 | CHITTALANTHUR | 11.3282 | 77.909 | K. Saratha, W/O, Kanthasamy, 26/131, Paraya Kadu, Palaya Puliyam Patti, Chittalanthur Post, Thiruchenkodu Tk, Namakall - 637201? Ph- 04288-221060, 99437-15368 | CTLDR1 | Airtel | Tamil Nadu | GBT
IN-1031102 | IRAYAMANGALAM | 11.2681 | 77.8341 | S.Padma, 2/268, solai sivan malai street, Irayamangalam, Tiruchengode TK, Nammakal Dt, 94430-89577 | 2623 | Vodafone | Tamil Nadu | GBT
IN-1060557 | KAKKARAYAN PATTI | 11.3115 | 77.7864 | MR.C.PALANIYAPPA NADAR, S/O.CHINAPPA NADAR, S.NO.152/1, LAND BACKSIDE OF SRI PALANI ANDAVAR HOTEL, ALLANGADU, KOKARAYANPETTAI, ERODE DIST - 638 007. PH:04288-225239 | KKYPT1 | Airtel | Tamil Nadu | GBT
IN-1030771 | KOLLAPATTI | 11.3621 | 77.8817 | K.Thangavelu, S.F.No.296/5 Part, Mamarathu Thottam, Kolampatti, Animool Post, Trichengode, Namakkal District. | 553 | Vodafone | Tamil Nadu | GBT
IN-1061798 | SUDHAGAR COMPLEX | 11.3694 | 77.8897 | Sudhakar Complex, 48A/5, Paramathi Velur Road, Tiruchengode | TCGD3 | Airtel | Tamil Nadu | RT Tower
IN-1116924 | YEMAPALLI | 11.3167 | 77.8165 | K. Senkottiyan, S/O, Kalli Annan, Pilligal Medu, Yamapalli Post, Thiruchan Kode Tk, Namakal? Ph- 94430-16015, 04288-225178 | YMPLI1 | Airtel | Tamil Nadu | GBT
IN-1060623 | MORUR | 11.4229 | 77.8756 | MR.S.PERIYASAMY, S/O.SENGODAN, S.NO.300/2A, NO.10/47, ADI DRAVIDAR STREET, MORUR WEST, SANGAGIRI-TK, SALEM DIST - 637 302. PH:04283-261260 | MORUR1 | Airtel | Tamil Nadu | GBT
IN-1067573 | MURASUKOTTAI | 11.3579 | 77.8225 | MR.N.MUTHUSAMY,S/O.NAGAPPA,SF.NO.229 & 230/1,NO.5/188,MURASUKOTTAI,KUCHIPALAYAM POST,THIRUCHENGODU TALUK,NAMAKKAL DIST.-637215.PH: | TCGD15 | Airtel | Tamil Nadu | GBT
IN-1116928 | ANNAGOOR | 11.3943 | 77.8313 | S. Balakrishnan, S/O, Sengoda Gounder, 3/53,Vettukadu, Anna Goor Post, Thiruchan Kode Tk, Namakal - 637304? Ph- 98428-25585, 04288-228291 | ANGUR1 | Airtel | Tamil Nadu | GBT
IN-1246217 | THANNEERPANDHAL PALAYAM | 11.4196 | 77.8402 | Mr.K.Devarasu,S/o.Kulanthaivelu,S.F.No.178/3C,No.3/228,Raja Street, Thannirpandhalpalayam Village,Thannirpandhalpalayam Post, Thiruchengode Tk, Namakkal District.Ph.96983-35683, | TPLYM1 | Airtel | Tamil Nadu | GBT
IN-1246218 | NETAVELAMPALAYAM | 11.3984 | 77.8178 | Mr.P.Ravindhiran, S/o.M.Palanisamy, S.F.No.268/2A2A, Nettavelampalayam Village, Chinnerikadu, Anangur Post, Thiruchengode, Namakkal District637305. | NVPLM1 | Airtel | Tamil Nadu | GBT
IN-1253012 | CHINNANANGUR | 11.379 | 77.8076 | Mr. K Ganapathi, S/o Kandasamy Gounder, Chinna anangur vill, Anangur Po, Tiruchengodu Tk, Namakkal Dt. Ph 04288 276225, 9942963777 | CANGR1 | Airtel | Tamil Nadu | GBT
IN-1253011 | MAYILERIPATTI | 11.4315 | 77.8589 | Mr.M.P.Gurusamy, S/o.Mr.Palanivel gounder, SF No:195/1, mayileripatty, vengapalayam post, Sankagiri tk, Salem Dt-637304, 98429-57337 | MYRPT1 | Airtel | Tamil Nadu | GBT
IN-1062314 | KOOTAPALLI COLONY | 11.3734 | 77.8723 | Mr.R. Sellakumaran, S.F.No.179/1&179/2, Scs Complex, Near Ponnusamy Thirumana Mandapam, Kootapalli, Thiruchengode, Namakkal Dist.-637 214. Ph:98427-51212. | TCGD8 | Airtel | Tamil Nadu | GBT
IN-1030669 | KOOTHAPALLI | 11.3665 | 77.8633 | M.Semburaj, S.F.No.77/3A, No.2/47, Odakadu, Ayyagoundenpalayam, Aandipalayam Post, Thiruchengode Tk., Namakkal Dt. | 461 | Vodafone | Tamil Nadu | GBT
IN-1061801 | TIRUCHENGODU | 11.3636 | 77.8281 | Diamand Xerox Building Opp To Ksr Engg College, Erode Main Road,Tiruchengode | TCGD6 | Airtel | Tamil Nadu | RT Tower
IN-1061406 | DEVANANKURICHI | 11.3903 | 77.8552 | Mr.R.Sadashivan,S/O Mr.Rangasamy, Devanankurichi Main Road,Devanankurichi,Namakkal Dist,Ph-9842755119,9842855118 | DVNK1 | Airtel | Tamil Nadu | RT Tower
IN-1060159 | KARUVEPPAM PATTI | 11.4023 | 77.8802 | MR.K.S.PONNUSAMY,S/O.SENNIMALAI GOUNDER,SF.NO.332/2,NO.216/3,KARUVAPPAMPATTY,THIRUCHENGODE TALUK,NAMAKKAL DIST.-637 304.PH:04288-250693 | KRVPT1 | Airtel | Tamil Nadu | GBT
IN-1267522 | KSR COLLEGE | 11.3568 | 77.8329 | R.MUTHUSAMY S/O Rangappa Naicker,131 Esawaran koil near,Varapalayam, | TCGD19 | Airtel | Tamil Nadu | GBT
IN-1031561 | DEVANANKURICHI | 11.3903 | 77.8553 | Bharath Kumar Textiles, 5/6E,Ananggur Main Road,Devanan Kuruchi,Tiruchengode | 4019 | Vodafone | Tamil Nadu | RT Tower
IN-1061995 | POTHANUR | 11.111 | 77.99 | Mrs.Prema Pandurangan, Old No: 61, New No: 166, Main Road, Thiruvalluvar Salai, Podhanur, Nammakal - 638181 | POTNR1 | Airtel | Tamil Nadu | RT Tower
IN-1240572 | ANNA NAGAR | 11.095 | 77.948 | Mr.K.Ponnarasu, S/o.Mr.Kulanthaisamy, SF No:204/2A3, Anna nagar, kondalam post, paramathi velur tk, nammakal dt-637208, 9944400146 | PANGR1 | Airtel | Tamil Nadu | GBT
IN-1061994 | PANDAMANGALAM | 11.1072 | 77.9675 | S.Somasekar, Sf No: 302/2A, 362/1A, Vs Thottam, Near Kvb Bank, Jedarpalayam Main Road, Pandamangalam Post, Paramathi Tk, Nammakal , 98420-41867 | PDMGM1 | Airtel | Tamil Nadu | GBT
IN-1106516 | KAARAPPALAYAM | 11.1692 | 77.9 | MUTHUSAMY, S/O.KARUPPANA GOUNDER, SERAPALAYAM(PO), PARAMATHIVALLUR(TK), NAMAKKAL(DT). PH.9976206752 | KARAP1 | Airtel | Tamil Nadu | GBT
IN-1031155 | SERIGANATHUPALAYAM | 11.107 | 77.9314 | M.Nachimuthu, Sakilyavalavu thottam, Seriganathpalayam, Periyasolli palayam post, Paramathi vellore TK, Nammakal Dt, 99436-03215, 94860-85275 | 2586 | Vodafone | Tamil Nadu | GBT
IN-1078628 | ANDIPALAYAM | 11.1036 | 77.9179 | MR.N.NARAYANASAMY,S.NO.237/1,ANDIPALAYAM,SELUR-SANAR PALAYAM POST | APALM1 | Airtel | Tamil Nadu | GBT
IN-1031298 | JEDARPALAYAM | 11.1532 | 77.8923 | R.Duraisamy, S.F.No.740/1, Near Vinayagar School, Jedarpalayam, Paramathi Velur Taluk, Namakkal - 637 213. | 532 | Vodafone | Tamil Nadu | GBT
IN-1059287 | VENKARAI | 11.09 | 77.9657 | V.K.Pandarinathan & V.Sevarasu , Sf No: 320/2C, Opp To Salem Maligai Store, Paramathi Vellore Tk, Varranas Post, Nammakal Dt. - 637208 / 98420-41097 / 04268-252960 , 252602 | VNKRI1 | Airtel | Tamil Nadu | GBT
IN-1030764 | KAPILARMALAI | 11 | 73 | S.Kulandaiswamy, S.F.No.324/4, Near No.1/105, Kapilarmalai Post, Jedarpalayam Main Road, Paramathy Vellore Taluk, Namakkal - 637 204. | 513 | Vodafone | Tamil Nadu | GBT
IN-1031021 | BOOMAR PALAYAM | 11.0789 | 77.9248 | B.S.Kulandaivel, 2/216, Boomalarpalayam, Kondaram Post, Paramathi, Vellar Tk, Nammakal - 637 208, 94437-06944 | 2058 | Vodafone | Tamil Nadu | GBT
IN-1275917 | UNJAMPALAYAM | 11.13 | 78.0625 | Mr K Kandasamy S/o Mr Muthusamy, SF.No.55/2C, Mondipalani Thottam, Unjapalayam Post, Paramathi Velore Taluk, Namakkal District-638182. Ph:9442121700 | 10812 | Vodafone | Tamil Nadu | GBT
IN-1062486 | HIGH SCHOOL ROAD | 11.1096 | 78.0082 | MRS.P.KALAVATHI, GOWTHAM COMPLEX, HIGH SCHOOL ROAD, P.VELLORE, NAMAKKAL - 638 182. PH: 94431 66821. | PVLR2 | Airtel | Tamil Nadu | RT Tower
IN-1031840 | PARAMATHY TOWN | 11.1537 | 78.0215 | S.Ravikumar, No.34, Namakkal Road, Near Indian Bank, Paramathy Taluk, Namakkal - 637 207. | 1284 | Vodafone | Tamil Nadu | RT Tower
IN-1106801 | SUNGUKARAN PATTI | 11.2162 | 78.0333 | Mr.Sengotivel, S/O.Mariyappa gounder, Velangadu, Sungukaram, Pattipost, Paramathi Vellore Taluk, Namakkal District, PH:9787205966 | SUNGK1 | Airtel | Tamil Nadu | GBT
IN-1086630 | KUTACHERI | 11.2167 | 78.0192 | A.NADANASABAPATHY,S/O.ARTHANARIGOUNDER,KUTACHERI,NADANTHAI(VIA),PARAMATHIVELLORE(TK),NAMKKAL(DT).PH.9444778963.04286-257749 | KUTAS1 | Airtel | Tamil Nadu | GBT
IN-1232241 | PARAMATHY VELORE | 11.1287 | 78.0163 | WEL SAMY,SELEM MAIN ROAD,KANGU SCHOOL NEAR , POST | PVELR1 | Airtel | Tamil Nadu | GBT
IN-1086111 | NARALUR PUDHUR | 11.2525 | 78.0475 | R.SENKODAN,S/O.RAMASAMY,NARALURPUTHUR,NAMKKAL(TK)&(DT).PH.9442153153 | NARAL1 | Airtel | Tamil Nadu | GBT
IN-1030439 | PARAMATHI VELORE | 11.1301 | 78.0148 | SF No170/1, Vettukattupudur(Near Kongu Matric. School)Paramahy Velur Taluk, NAMAKKAL Distt638182. | 4011 | Vodafone | Tamil Nadu | GBT
IN-1059179 | PILLAIKALATHUR ( PGP COLLEGE ) | 11.1723 | 78.0475 | C.Ravichandran & S.Selvaraju, S.No:483/1B, Pillai Kalathur Village, Pgp College Of Paramathi Post, Nammakal Dt - 637206 / 04268-251220,250123,251200 | NKL07 | Airtel | Tamil Nadu | GBT
IN-1061723 | VINAYAGA COMPLEX | 11.1125 | 78.0044 | Vinayaga Complex, # 271, 4Th Road, Bye Pass Road, Paramathi Velur, Namakkal. | PVLR1 | Airtel | Tamil Nadu | RT Tower
IN-1128446 | PALAPATTI | 11.0908 | 78.0681 | K.SATHIYASEELAN, 2/240.MAIN ROAD, PALAPATTI, | 2979 | Vodafone | Tamil Nadu | GBT
IN-1031827 | VELUR TOWN | 11.1146 | 78.0112 | S.Sakunthala, Sri Karthik Complex, Bye Pass Road, Opposite To Velur Super Market, Paramathi Velur, Namakkal District. | 863 | Vodafone | Tamil Nadu | RT Tower
IN-1122236 | INDRA NAGAR | 11.1066 | 78.0421 | A.RAKKIANNAN. 9/317.INDRA NAGAR, OLAPPALAYAM, P.VELLUR-638182 MOBILE NO.98430-55910 | 4378 | Vodafone | Tamil Nadu | GBT
IN-1030509 | PARAMATHY (VILLI PALAYAM POST) | 11.1752 | 78.0377 | B. Nallusamy, Sf No 398/1 No 1/41 Pillaikalathur,Villipalayam Taluk Namakkal Dist 637206 Ph 04268 251739 ,9443321939 | 4063 | Vodafone | Tamil Nadu | GBT
IN-1030659 | MANICKAN PALAYAM | 11.3326 | 78.0139 | R.Chinnamall, S.F.No.38/1, Lakshmi Nagar, Manickampalayam, Kutthampoondi, Trichengode, Namakkal District. | 414 | Vodafone | Tamil Nadu | GBT
IN-1030759 | ELACHIPALAYAM | 11.386 | 78.0116 | P.Subramaniyam, S.F.No.198/1, New S.F.No.198/3C, Near Door No.8/44A, Main Road, Elachipalayam, Thiruchengode, Namakkal - 637 202. | 436 | Vodafone | Tamil Nadu | GBT
IN-1031836 | KUMARAMANGALAM | 11.3699 | 77.9293 | M.Balasundaram, No.5/576, Bsnl Tower Building, Namakkal Main Road, Kumaramangalam, Namakkal - 637 205. Ph- 04288-250776 | 1281 | Vodafone | Tamil Nadu | RT Tower
IN-1128015 | KUMARAMANGALAM PRIVU | 11.3681 | 77.9401 | Mr.S.Muthusamy, SF No: 50/2, Parambakadu ( Kuttur road ), Thiruchengodu TK, Nammakal DT, 04288-234637 , 9788945118. | 3409 | Vodafone | Tamil Nadu | GBT
IN-1031274 | UNJANAI | 11.3516 | 77.9564 | R. Gurusamy, Sf No 70/2C Sri Nagar Unjanai Thiruchencode ,Namakaldist,637205 Ph 9443356529 | 4064 | Vodafone | Tamil Nadu | GBT
IN-1231881 | MAVUREDDIPALAYAM | 11.3278 | 78.0539 | A.RANGASAMY S/O ATHIYAPPAGOUNDAR,NO:4/7,KILAKKU KADU,MAVUREDDIPATTI VILLAGE&POST,THIRUCHANGODU TK,NAMAKKAL-637212.PH:9943201682. | 7155 | Vodafone | Tamil Nadu | GBT
IN-1116931 | AVINASHI PATTI | 11.4225 | 78.0021 | K. Sella Ammal, W/O, Krishnan, 60/2, Sekkan Kadu, Kutha Goundan Palayam, Avinashi Patti Post, Thiruchan Kode Tk, Namakal - 637202? Ph- 99762-81179, 04288-291429 | AVNSI1 | Airtel | Tamil Nadu | GBT
IN-1086511 | KARUMA GOUNDAM PALAYAM | 11.3744 | 78.0383 | S.RAJA GOUNDER, S/O.CHELLAMUTHU GOUNDER, PILLAIYAR KOVIL, PERIYA KADU, KARUMA GOUNDAM PALAYAM, KOKALAI(PO), VAIYAPPAMALAI(VIA), THIRUCHAN CODU(TK), NAMAKKAL-637503. PH.9443261660 | GARUM1 | Airtel | Tamil Nadu | GBT
IN-1097462 | MOLIPALLI | 11.322 | 77.9663 | PONNI MEDU VIA, MOLIPALLI POST, | MOLPL1 | Airtel | Tamil Nadu | GBT
IN-1101244 | PUNJAIPUDHUPALAYAM | 11.3038 | 77.9958 | Mrs.P.Pavayee, W/O.Perianna gounder, Punjaiputhu palayam village, putham poondi post, thiruchengode Taluk, namakkal Distrcit - 637202, Ph:04288-230112 | PPPLM1 | Airtel | Tamil Nadu | GBT
IN-1116927 | SAKTHINAYAKKAN PALAYAM | 11.3812 | 77.9499 | Mr.Pavayee,No.2/222,Chinna Thotam,Adaya Gounder Palayam,Shakti Nayakanpalayam Post,Tirucenkadu Post,Nammakal Dist-Ph-94863 40078/04288 234822 | SAKTI1 | Airtel | Tamil Nadu | GBT
IN-1264346 | VIVEKANANDHA COLLEGE | 11.3636 | 77.9458 | P.MARIMUTHU S/O PACHAIYANNAGOUNDER S.F.NO.21/1A1B,ELAYAMAPALYAM VILLAGE,KUMARAMANGALAM POST,TIRUCHENGODE TK.NAMAKKAL DT.637205,PH.9842234648 | VVKNC1 | Airtel | Tamil Nadu | GBT
IN-1288773 | Vidhya vikas Hr. school | 11.3625 | 77.8555 | Plot No 6 masipalayam road, velavan nagar,thiruchengode 637211 | TCGD27 | Airtel | Tamil Nadu | GBT
IN-1285624 | Marriyamman koil street | 11.3799 | 77.8972 | Mr A Muralidharan S/O T P Athanari No 21 East Car street Tiruchangagodu Namakkal district 637211 Cell 9965552343 | TCGD28 | Airtel | Tamil Nadu | RT Tower
IN-1288376 | SIKKANAMPATTI | 11.7904 | 78.0563 | Mr P Ramu S/O Perumal gounder Kuppur kattu valavu sikkanampatti kattu valasu dharmapuri Main Road Omalur TK Salem DT Cell 9994117729 | SKNPT1 | Airtel | Tamil Nadu | GBT
IN-1291323 | Srinivasan Land | 11.6685 | 78.2282 | Mr.S Srinivasan Masinayakkan patti Aiyothiyapattanam Salem Dt 636103 Cell 9362100660 | SLM141 | Airtel | Tamil Nadu | GBT
IN-1031815 | ERD KALLUKDI | 11.3349 | 77.7321 | S. SHAKTHIVEL, RNS RICE CORPORATION, NO 165, NETHAJI ROAD, MARAPALAM, ERODE. PH 0424 2258414 | 519 | Vodafone | Tamil Nadu | RT Tower
IN-1031811 | KARUR BYEPASS | 11.3229 | 77.7381 | S.Easwaramurthy, No.48-50, Karur Bye Pass Road, Gandhiji Road 2Nd, Opposite To Carmel School, Kollampalayam, Erode - 638 002. | 562 | Vodafone | Tamil Nadu | RT Tower
IN-1128463 | ERDBUSSTAND2 | 11.3482 | 77.7205 | MR.RAGU, MALATHI COMPLEX, NO.3, | 974 | Vodafone | Tamil Nadu | RT Tower
IN-1031860 | ABIRAMITEATRERD / METTUR ROAD | 11.3422 | 77.7176 | MR.C. MOHA SUNDARAM, MOHAN COMPLEX, NO 311, METTUR ROAD, ERODE-11. PH 98427 01518 | 975 | Vodafone | Tamil Nadu | RT Tower
IN-1030902 | MANICKAN PALAYAM | 11.3519 | 77.7002 | S.Sivasubramaniyam, Old S.F. No. 301-B, S.F.No. 478/4 And 478/6, Kizhakukaadu (Athikkaadu), Muniappan Koil Street, Mainickam Palayam, Veerappan Chathiram Post, Erode - 638 004. | 976 | Vodafone | Tamil Nadu | GBT
IN-1031933 | TEACHERSCOLNY | 11.3268 | 77.7077 | A.NALLASIVAM, No.24,Pandian Street, Surampatty Post, Surampatty Valasu, Erode - 638 009. | 977 | Vodafone | Tamil Nadu | RT Tower
IN-1031826 | PERIYAR NAGAR | 11.3353 | 77.7238 | D.Manoharan, No.335-39, Chithambaram Colony, Erode - 638 001 | 978 | Vodafone | Tamil Nadu | RT Tower
IN-1030919 | LAKKAPURAM | 11.3058 | 77.7566 | S.GOWSARBANU, S.F.No.137/2, (G.S.124/A1), Near No.113, Muthur Main Road, Lakkapuram, Erode - 638 002. | 1785 | Vodafone | Tamil Nadu | GBT
IN-1031091 | ERD MUNICPL CLNY | 11.3476 | 77.7099 | A.P.Muruga rajan, 36/2, Subramania siva street, veerapan chatiram, Erode - 4, 98427-55999, 94422-55999 | 2583 | Vodafone | Tamil Nadu | GBT
IN-1031908 | ESWARANKOILST | 11.3415 | 77.7256 | Mr.Varadharan, 193/1, Eswaran koil kidangu street, erode-1, 9344033557 | 2655 | Vodafone | Tamil Nadu | RT Tower
IN-1031556 | BUSSTAND | 11.3492 | 77.7168 | 15, Sathy Road, Erode | 3001 | Vodafone | Tamil Nadu | RT Tower
IN-1030455 | SURIYAMPALAYAM | 11.3966 | 77.6891 | T. GARAJAN, SF NO 180 B/1, MOTHU ST, RN PUDUR, SURIYAMPALAYAM, ERODE 14. 0424 253418, 98651 61927 MURTHY | 3030 | Vodafone | Tamil Nadu | GBT
IN-1030459 | PERIYASEMUR | 11.3666 | 77.6956 | M. MARAPPA GOUNDER, NO 6, SATHY ROAD, PANCHAPUDITHOTTAM, KANIRAVUTTAR KULAM, PERIYASEMUR, ERODE DT 638004. PH: 98427 23070, 0424 2291256 | 3031 | Vodafone | Tamil Nadu | GBT
IN-1030472 | KASIPALAYAM_ERD | 11.319 | 77.7086 | T. MADHIYALAGAN,,R S NO 752/4, GANDIJEE STREET, KASIPALAYAM, SURAMPATTI POST, ERODE 9. PH 94428 99434 | 3032 | Vodafone | Tamil Nadu | GBT
IN-1030620 | VILLARASAMPATTI | 11.3369 | 77.6747 | S.Rani, S.F.No.168/3 B, Near Rani Mahal Complex, Vilarasampatti 4 Road, Erode - 638 007. | 3056 | Vodafone | Tamil Nadu | GBT
IN-1030596 | HOUSINGCOLONY | 11.3295 | 77.7405 | N.Raju, Re S.F.No.1277,Pattukottai Kalyansundaram Street, Housing Colony, Kottikatu, Vendipalayam, Erode - 638 002. | 3076 | Vodafone | Tamil Nadu | GBT
IN-1107069 | VEERAPPAMPALAYAM | 11.3339 | 77.6942 | S.Sasikumar, 28A, 56, Veerappampalayam, Pannaikadu, Thindal post, Erode Dt - 638 009. Ph.04294-223610, 98426-96772 | 3412 | Vodafone | Tamil Nadu | GBT
IN-1074964 | CHITHODEROAD | 11.3611 | 77.7045 | R.Sundaram, 122, kanada thottam, Nesavalar Colony, Erode, 98949-95445 | 3562 | Vodafone | Tamil Nadu | GBT
IN-1085560 | GANGAPURAM | 11.3663 | 77.648 | Mr.Chinnasamy, S/o.Ramasamy Gounder, ,no.33,Nanthakaduthottam, Vagaimaruthu vedu,Gangapuram(po),Chithode via,Erode-638102. | 3965 | Vodafone | Tamil Nadu | GBT
IN-1031554 | NADARMEDU | 11.3206 | 77.7234 | U.K.PALANISAMY, NO.110,VIYAGAR KOIL STREET, 12,SURESH COMPLEX, DARMEDU, ERODE - 638 011 | 6200 | Vodafone | Tamil Nadu | RT Tower
IN-1059710 | RANGAMPALAYAM | 11.3045 | 77.7023 | MR.T.GOPAL, SF NO: 718, NEW SURVEY NO: 705/8, NO:220, ERANIAN ST, RANGAMPALAYAM, ERODE DT - 638 009 / 0424-2430862, 2256461 | RNGPM1 | Airtel | Tamil Nadu | GBT
IN-1255151 | PREMIER AGENCIES | 11.3445 | 77.7276 | Mr. S. Gnanasekar, 536, Netaji Road, Erode | 6265 | Vodafone | Tamil Nadu | RT Tower
IN-1030562 | SOLAR PIRIVU | 11.3213 | 77.7513 | MR.SELVAN,S/O S.SHANMUGHAM ,NO 17/4 ERANIAN STREET, KARUR ROAD, ERODE. PH 9942106123. 98656 50133 | 6304 | Vodafone | Tamil Nadu | GBT
IN-1254835 | SURAMPATTI THANAMALAR OFFICE | 11.3307 | 77.7172 | AIR TEL SHARING SITE, OPP TO DINAMALAR OFFICE, MUL | 6305 | Vodafone | Tamil Nadu | RT Tower
IN-1061419 | ROYAL PLAZA | 11.3411 | 77.7322 | 228, VALAIKARA STREET, ERODE - 1 | ERD10 | Airtel | Tamil Nadu | RT Tower
IN-1245405 | NADUPALAYAM | 11.1751 | 77.845 | P.RAMAKRISHNAN S/O PERIYASAMY OLD S.F.NO.179 NEW S.F.NO.313/2 NADUPALAYAM VILLAGE&POST ERODE TK&DT.638154 PH.99444509 | 7748 | Vodafone | Tamil Nadu | GBT
IN-1086054 | BHARATI NAGAR | 11.2894 | 77.7745 | OPEN LAND OF MR.A.M.KANDASAMY,NO-333,BHARATI NAGAR,CHINIYAMPALAYAM P.O.,MODUKURUCHI VIA,ERODE,PH NO-9842366056 | BRNGR1 | Airtel | Tamil Nadu | GBT
IN-1031557 | METTUR RD | 11.3345 | 77.7181 | 947, Mettur Road, Erode-638 009 | 3002 | Vodafone | Tamil Nadu | RT Tower
IN-1060266 | BHAVANI MAIN ROAD | 11.4024 | 77.6636 | MR.R.VISWANATHAN,RE SF.NO.37/2,NO.37/2,KUMILAMPARAPPU VILLAGE,CHITTODE,ERODE DIST.-638102.PH:98429 59999/94433 59999 | CHTD2 | Airtel | Tamil Nadu | GBT
IN-1031441 | BP AGRAHRM | 10.63 | 77.36 | ?Kailasam Building?, Situated At 202, Bhavani Main Road, Erode - 4. | 3009 | Vodafone | Tamil Nadu | RT Tower
IN-1031611 | KARUNGALPALAYAM | 11.3533 | 77.7298 | 13,SHANMUGAM BUILDINGS, ?KRISHPALAYAM 2ND ROAD,?KARUNGALPALAYAM, ?ERODE DISTRICT. | 3023 | Vodafone | Tamil Nadu | RT Tower
IN-1030449 | SKM FACTORY | 11.2081 | 77.8415 | N. Vijayananthan, Old Survey No.296/F1,Resurvey No.367/3B1, No.7,Karur Main Road, Karumandampalayam, Malayampalayam Post, Erode District - 638 154. | 3054 | Vodafone | Tamil Nadu | GBT
IN-1061410 | ANUPALLAVI KAJA CENTER | 11.3372 | 77.7283 | 2 STATE BANK ROAD, ERODE | ERD01 | Airtel | Tamil Nadu | RT Tower
IN-1061411 | RAJ NIVAS | 11.3497 | 77.7328 | Raj Nivas, 519 Kaveri Road, Karungalpalayam, Erode - 3 | ERD02 | Airtel | Tamil Nadu | RT Tower
IN-1061412 | SURAMPATTI | 11.3303 | 77.7172 | 33 RAJARATHM STREET, SURAMPATTI, ERODE - 3 | ERD03 | Airtel | Tamil Nadu | RT Tower
IN-1061413 | RAMESH BUILDING | 11.3519 | 77.7119 | 186 Sathy Road, Veerappan Chattram, Erode - 4 | ERD04 | Airtel | Tamil Nadu | RT Tower
IN-1061415 | STEEL & STYLE FURNITURE BUILDING | 11.3422 | 77.7175 | 296-298 Mettur Road, Erode - 11 | ERD06 | Airtel | Tamil Nadu | RT Tower
IN-1061416 | PARAMASIVAM BUILDING | 11.3322 | 77.7264 | 28 EASWARAM PILLAI ST, ERODE | ERD07 | Airtel | Tamil Nadu | RT Tower
IN-1061417 | MGA COMPLEX | 11.335 | 77.7086 | 56 PERUNDURAI ROAD, ERODE - 11 | ERD08 | Airtel | Tamil Nadu | RT Tower
IN-1061418 | MALATHY REXIN | 11.3481 | 77.7206 | NO.3, KMY STREET, OPPOSITE BUS STAND, SATHY ROAD, ERODE - 3 | ERD09 | Airtel | Tamil Nadu | RT Tower
IN-1285622 | Muthuvellappan Street | 11.3389 | 77.7225 | Mr K Chitrarasu S/O Mr Kumarasamy No 6 Muthuvellappan Street Erode 638001 Cell 9894572650 | ERD81 | Airtel | Tamil Nadu | RT Tower
IN-1061422 | TEMPLE TOWER APARTMENT | 11.3225 | 77.6781 | TEMPLE TOWER APARTMENT, KVS GAR, NEAR BVB SCHOOL,THINDAL, ERODE. | ERD13 | Airtel | Tamil Nadu | RT Tower
IN-1061423 | SURESH COMPLEX | 11.3203 | 77.7275 | 110 POONDURAI MAIN ROAD, DARMEDU, ERODE | ERD14 | Airtel | Tamil Nadu | RT Tower
IN-1061425 | JINAH'S COMPLEX, | 11.3528 | 77.7261 | 146, THIRUGAR COLONY(MR. JINH PH: 0424 2212242),ERODE | ERD16 | Airtel | Tamil Nadu | RT Tower
IN-1061426 | TEACHERS COLONY | 11.3703 | 77.7067 | Mrs.S.Suseelai, Ravi Textiles,Tiruvika Road,Soorampatti.Phone 0424-251341. | ERD17 | Airtel | Tamil Nadu | RT Tower
IN-1061427 | SAMBATH NAGAR | 11.3428 | 77.7089 | MR. K GURUSWAMI, GURU COMPLEX, 60-A , SINUR ROAD, 04254, 2268672 | ERD18 | Airtel | Tamil Nadu | RT Tower
IN-1061428 | GOVT HOSPITAL | 11.3365 | 77.718 | Mr.N.Shivakumar,New No 285,Gnm Illam,E.V.N Road,Erode.Phone 04288-2250667. | ERD19 | Airtel | Tamil Nadu | RT Tower
IN-1062259 | JAYCEES SCHOOL | 11.3061 | 77.7254 | Mr.Krishnasamy , Sf No: 1027/4, Jayces School Bus Stop, Poondurai Main Road, Kasipalayam Panchayat, Erode Dt - 638 002 / 0424-2284226 | ERD24 | Airtel | Tamil Nadu | RT Tower
IN-1059678 | ITI | 11.3121 | 77.7089 | Mr.K.Balasubramani, S.F.No.782/4A, No.112/56, Kasipalayam Post, Kalayanasundaram Street, Erode Taluk, Erode Dist.-638 009. Ph:0424-2277202 | ERD25 | Airtel | Tamil Nadu | GBT
IN-1255341 | MUTHURANGAN ST | 11.3404 | 77.7279 | Mr.Natarajan,A.V.K.S complex,36,Pon street,Erode-1,Ph-9865386335 | ERD59 | Airtel | Tamil Nadu | RT Tower
IN-1062373 | SAKTHY NAGAR | 11.3231 | 77.6844 | Mrs.K Jeyamani, W/O Kumaraswamy No: 68/102, Muthu Nilayam, Keel Thindal, Erode District-638009. Ph ; 0424-2430500 / 2430617 | ERD28 | Airtel | Tamil Nadu | RT Tower
IN-1059880 | SANJAY NAGAR | 11.3335 | 77.7018 | Mr.k.m.thambirajan,re.sf.no.370/1,tts Bus Company Land,near Timber Depo,opp.to Govt School,kumilankuttai,erode Dist.-638 011.ph:0424-2268053. | ERD29 | Airtel | Tamil Nadu | GBT
IN-1062295 | MOOLAPALAYAM | 11.3146 | 77.7267 | Mrs.M.Pavaiammal,S.F.No.1000,No.206A,Poondurai Road,Moollaplayam Post,Erode Dist.-638 002.Ph:98431-63366 | ERD30 | Airtel | Tamil Nadu | RT Tower
IN-1059684 | KOLLAMPALYAM | 11.3268 | 77.7339 | Mr.E.Kalayana Sundaram,S.F.No.1165,R.S.F.No.1260/1,Vandikaran Thottam,No.16/159,Kollam Palayam,Erode Dist.-638 002.Ph:94425-16046. | ERD31 | Airtel | Tamil Nadu | GBT
IN-1059735 | KARUNGALPALAYAM | 11.3556 | 77.7332 | Mr.K.S.Arumugam, T.S.No:3, New Ts No: 49, Plot No: 24, Rajagopal Ii St, Karungalpalayam Erode Dt - 3, 98430-75560, 98422-36761, 0424-2212218 ( Address Given In The Survey Report Is A Communication Add | ERD32 | Airtel | Tamil Nadu | GBT
IN-1059778 | THIRUNAGAR COLONY | 11.3492 | 77.7255 | Mr.C.Gowri,Old.T.S.12/7.New T.S.No.11/15.WardC,Block No.13,No.59B,Gandhipuram Mill Road,Erode Dist-638003.Ph.No.94436-69145,94436-69146.Remarks: C.Gowri Is Daughter In Law Of Mrs.Gandhimathi. | ERD33 | Airtel | Tamil Nadu | GBT
IN-1059770 | SURAMPATTI | 11.3311 | 77.7129 | Mr.C.Periyasamy,T.S.No.11,Ward-B,Block No.10,5 Th Street,Jaganatha Puram Colony,Nggo Colony,Erode Dist.-638 001.Ph:98427-25766/98427-25755.(Remarks:Cheenu Hospital M.D Is Dr.C.Periyasamy) | ERD35 | Airtel | Tamil Nadu | GBT
IN-1237777 | MUTHAMPALAYAM HOUSING UNIT | 11.3103 | 77.6952 | Mr.MINACKA sUNDARAM 2. S/o. Mr.Chinnasawy Goundar, Muthampalayam housing unit, Rangamapalayam post, Erode, -09, Ph-9994478686 | ERD36 | Airtel | Tamil Nadu | GBT
IN-1062425 | METTUR ROAD | 11.3458 | 77.7191 | MR.T.S. KUTTIYAPPA GROUNDER S.F.NO.100C/2, NO.49, SAKTHI COMPLEX,METTUR ROAD,ERODE DISTRICT - 638 011 | ERD37 | Airtel | Tamil Nadu | RT Tower
IN-1062624 | MUTHUSAMY STREET | 11.345 | 77.7231 | MR.N.SHANMUGASUNDARAM, S/O.R.NALLASAMY, OLD T.S.NO.266/1B, NEW T.S.NO.13, NO.23, MUTHUSAMY STREET, FORT, ERODE DIST - 638 001. PH:98427 04129 | ERD39 | Airtel | Tamil Nadu | RT Tower
IN-1062766 | BHAVANI MAIN ROAD | 11.3547 | 77.7179 | MRS.R.LOGAMBAAL,SF.NO.18/B,NEW SF.NO.78/2,NO.101/7,BHAVANI MAIN ROAD,ASOKAPURAM,VEERAPPAN CHATIRAM,ERODE DIST.-638 004.PH:0424-3252696/93641-02696.(REMARKS:MR.KANTHASAWMI IS SISTER IN LAW IS MRS.LOG | ERD40 | Airtel | Tamil Nadu | RT Tower
IN-1062625 | CHAIRMANTHOTTAM | 11.3377 | 77.7118 | MRS.S.RAJALAKSHMI,W/O.MR.SIVASUBRAMANIAN,S.F.NO.316,T.S.NO.319/1,NEWTS.NO.121,WARDB,BLOCKNO.1,SRHOSPITALNO.603/1,PERUNDURAI ROAD,ERODE-638011.PH:9842740933/0424-2240933 | ERD41 | Airtel | Tamil Nadu | RT Tower
IN-1060405 | SUNNAMBHU ODAI | 11.3856 | 77.6969 | MRS.T.RAJAMANI,W/O.THANGAMUTHU,SUNNAMBU ODAI,R.N.PUDUR POST,ERODE-638 005-PH-98656 19767 | ERD50 | Airtel | Tamil Nadu | GBT
IN-1097477 | PALANIAPPA STREET | 11.339 | 77.7149 | K. RAMASAMY, 22B, PALANIAPPA STREET, | ERD53 | Airtel | Tamil Nadu | RT Tower
IN-1059279 | KILAMBADI (KARUMANDAPALAYAM) | 11.2041 | 77.8432 | G.K.Senthil Kumar, Old Sf No: 220/3, 225/1A, 225/1C, New Sf No: 313/1, 315/3, 312/4, Land Backside Saranya Silks, Main Road, Karumandampalayam, Erode - 638156 / 0424-2352176 | KRPLM1 | Airtel | Tamil Nadu | GBT
IN-1116180 | ERODE RBSC | 11.3404 | 77.7257 | Mr.M.R.B.Murtty,511, Perundari Road, Near KPK Petrol Pump, Erode | IERD0033 | Idea | Tamil Nadu | RT Tower
IN-1074192 | KARATTUPALAYAM | 11.3929 | 77.6304 | Open land,K.Kamalathal,Near water Tank,Karattupalayam,North Thayirpalayam(po),Chittode(via),Erode-638102 Ph No.-0424-2254179,9842734779 | KARAT1 | Airtel | Tamil Nadu | GBT
IN-1031555 | AGHRAHARAM | 11.3408 | 77.7303 | RT COMPLEX, 119, AGRAHARAM STREET, ERODE-638 001 | 3003 | Vodafone | Tamil Nadu | RT Tower
IN-1031558 | SAMPTHNGR | 11.3349 | 77.7061 | 73,Perundurai Rd,Sampath Nagar,Erode | 3011 | Vodafone | Tamil Nadu | RT Tower
IN-1059146 | KASIPALAYAM(E) | 11.3198 | 77.7102 | Open Land Adj To No.31.Annamalai Illam, Mr.K.R.Narayansamy Kounder,Nehru St.Kasipalyam.Erode Dist. | KSPLM1 | Airtel | Tamil Nadu | GBT
IN-1060062 | INDIRANA GANDHI STREET | 11.3254 | 77.6983 | MR.GARAJ,S/O,TCHIMUTHU GOUNDER,NO:144A,NEW NO:72/4,17/5,INDIRAGANDI STREET,PALAPALAYAM,ERODE - 11. | KSPLM2 | Airtel | Tamil Nadu | GBT
IN-1059689 | SHAKTI MASALA | 11.3761 | 77.6837 | Mr.P.Palanisamy,S.F.No.99,New S.F.No.92/9,No.97,Panankattu Thottam,Mamarathupalayam,Periyasemiyanur Post,Erode Dist.-638 004.Ph:0424-2224373 | MMPYM1 | Airtel | Tamil Nadu | GBT
IN-1059597 | NANJAIUTHUKULI | 11.2667 | 77.7691 | S. Thangavel, Sf No. 592/3, Govindanaikanpalayam, Nanjai Uthukuli, Modakurichi Road, Erode - 638104, Ph: 0424-2500793 (Acq By Capital) | NJUTK1 | Airtel | Tamil Nadu | GBT
IN-1061204 | SKM AYURVEDIC MEDICINE INDIA PVT LTD. | 11.2594 | 77.7868 | SKM AYURVEDIC MEDICINE INDIA PVT LTD, MR.A.S.KARTHIKEYAN - ADMIN-HR, SAMINATHAPURAM POST, MODAKKURICHI, ERODE DIST - 638 104. PH: 0424 - 2500590 / 2501238 | NJUTK2 | Airtel | Tamil Nadu | RT Tower
IN-1060947 | NASIANOOR | 11.3371 | 77.6379 | Sri Palani Andavar Rice Mill Premises, Opp To Handloom Weavers Society, Nasianoor - Nh 47 | NSNR1 | Airtel | Tamil Nadu | GBT
IN-1059674 | VETTUKATTU VALASU - NASIYANOOR | 11.3423 | 77.6944 | Mr.N.Duraisamy,S.F.No.199/2C,No.190,Vettu Kattu Valasu, Nasianoor Road,Erode Dist.-638 011.Ph:0424-2411832/98427-71728. | NSNYR1 | Airtel | Tamil Nadu | GBT
IN-1062310 | VILLARASAMPATTI | 11.3366 | 77.6746 | Mrs.S.Rani,S.F.No.168/3B,Rani Mahal Complex,Villarasanpatti 4 Th Road,Nasianoor Road,Erode Dist.-638 007.Ph:99425-32532. | NYRRD1 | Airtel | Tamil Nadu | RT Tower
IN-1061385 | HOTEL VIJI | 11.3925 | 77.66 | HOTEL VIJI, SALEM MAIN ROAD, CHITTODE | CHTD1 | Airtel | Tamil Nadu | RT Tower
IN-1127211 | ERODE BSC | 11.335 | 77.7238 | MR.K.SIRIYA DURAI,OLD NO.27,NEW NO.13,80 FEET ROAD,CHIDAMBARAM COLONY,ERODE DIST.-638001.PH:0424-2259476 | ERD46 | Airtel | Tamil Nadu | RT Pole
IN-1059203 | PERIYASEMUR | 11.3615 | 77.6885 | Open Land Of Mr. T.Karuppnaswamy, S/O. Mr. Tanda Gounder, Door No. 26, Periyasemur(P.O.) Erode-638001, Ph:291967, Note:(Plot At The Backside Of Temple) | PSMUR1 | Airtel | Tamil Nadu | GBT
IN-1062541 | MANIKAPALAYAM | 11.3576 | 77.6985 | K.K. DHANDAPANI, S/O. KRISHSAMY, NO. 47B, 50 FEET ROAD, E.P.B. GAR, ERODE DIST- 638 004, PH: 0424-2290486 | PSMUR2 | Airtel | Tamil Nadu | RT Tower
IN-1059721 | MOOLAGOUNDANPALAYAM | 11.3229 | 77.7472 | Mr.K.Sundaram, Sf No: 1363/3-8, Manickavasagan Colony, Karur Bypss Road, Moolakaoundenpalayam, Erode - 638 157 | MOGPM1 | Airtel | Tamil Nadu | GBT
IN-1059219 | SOLANGAPALAYAM | 11.222 | 77.8396 | K.CHENNIAPPAN, SF NO: 4/4, NEW SF NO: 4/4, KARUR MAIN ROAD, SALANGAPURAM , ERODE - 638154 | SLGPM1 | Airtel | Tamil Nadu | GBT
IN-1067805 | THAYIRPALAYAM | 11.3678 | 77.6338 | T.S.Karthikeyan,s/o:Shanmuga Gounder,13 N.Thayirpalayam,Guna Puram(po),Chittode(via),Erode-638102 Ph no-0424-2555499 | TYPLM1 | Airtel | Tamil Nadu | GBT
IN-1062240 | UNJALUR | 11.1288 | 77.8775 | MR.U.N.RAJU, OLD S.F. NO.375, S.F.NO.-254/3, M/S. ANDA DIAMONDS, NEW NO.8, OLD NO. - 7, NORTH STREET, UNJALUR, ERODE DIST. - 638152. PH: 04204-266592 / 94436-22622 / 94430-50036 (ACQ- KG SIVA 98940 7 | UNJLR1 | Airtel | Tamil Nadu | RT Tower
IN-1059554 | VELLOTTAMPARAPPU | 11.187 | 77.8419 | V.L. MOHANA SUNDARAM, S/0 LAXMI NARAYANAN, NO: 43, THITTUKATTUR, PASUR (VIA), VELLOTTAMPARAPPU, ERODE (DIST)- 638154, PH: 093452 17183 (ACQ- CAPITAL GOVINDARAJ - 9894013024) | VLTMP1 | Airtel | Tamil Nadu | GBT
IN-1251561 | PARK ROAD | 11.3515 | 77.7222 | Mr.M.Gopalakrishnan S/o.S.Muthusamy, Mr.M.Sivalingam, S/o.S.Muthusamy, D.No.235, APT Road, Muia Patterai, Erode 638 003. | ERD55 | Airtel | Tamil Nadu | RT Tower
IN-1246788 | THYIRPALAYAM | 11.4012 | 77.638 | Mr.T.K.Ramasamy, S/o.Kuppanna Gounder,R.S.No.701/1 & 773/1 Opp to Mariamman Koil, Vadakadu Thayirpalayam Village & Post,Chittode Via, Bhavani TK, Erode District.638102. | 7818 | Vodafone | Tamil Nadu | GBT
IN-1254225 | MUTHAMPALAYAM | 11.2948 | 77.6862 | S.Kannusamy, S/o.Late subramani, SF No:127/3B1, 127/3B3, near door no:2/147, pannaikadu thottam, muthampalayam village, koundachiplalayam post, erode-638112, 99769-07889, 97886-19010 | MUPYM1 | Airtel | Tamil Nadu | GBT
IN-1254710 | MANIKAMPALAYAM HOUSING UNIT | 11.3497 | 77.7029 | Mr.C.Chinnasamy gounder, S/o.chinnappa gounder, SF No:486/1, Policekarar thottam, Muniappan koil street, manickampalayam, Periasemur, Erode-638004, 0424-221909, 2291519 | ERD56 | Airtel | Tamil Nadu | GBT
IN-1251556 | SAVADIPALAYAMPUDHUR | 11.2693 | 77.7894 | Mr.P.Manickasundaram S/o.Paramasivam, S.F.No.740/1, Old S.F.No.379, D.No.2/610, Savadipalayam, Nanjai Uthukuli, Modakurichi Via, Erode 638104. | NJUTK3 | Airtel | Tamil Nadu | GBT
IN-1264697 | NANJAKOLLAHALLI | 11.1658 | 77.9635 | K KARUMANA GOUNDER S/O KARUPANA GOUNDER | NJKLI1 | Airtel | Tamil Nadu | GBT
IN-1030639 | NAMAKKAL COLLECTRATE | 11.2476 | 78.1264 | C.Sanjeevan, S.F.No.76/9A, Near Door No.1/280, Krishnapuram, Thuman Kurichi Post, Namakkal - 637 003. | 430 | Vodafone | Tamil Nadu | GBT
IN-1031787 | NAMAKKAL - SALEM ROAD | 11.2268 | 78.1637 | S.Vijayakumar, Lakshmi Traders, No.36 G I, Salem Road, Namakkal - 637 001. | 432 | Vodafone | Tamil Nadu | RT Tower
IN-1030649 | VALAYAPATTI | 11.1235 | 78.2303 | K.Amirthavalli, S.F.No.402/B3, Mohanur Main Road, Valayapatti, Namakkal - 637 020. | 437 | Vodafone | Tamil Nadu | GBT
IN-1030670 | VENATHUR | 11.516 | 78.0882 | V.Senthil, S.F.No.90/1, Rasipuram Main Road, Vennandur, Rasipuram, Namakkal - 637 505. | 443 | Vodafone | Tamil Nadu | GBT
IN-1031793 | SENTHAMANGALAM ROAD , NAMAKKAL | 11.2234 | 78.1686 | R.Manivannan, No.1, Senthamangalam Road, Namakkal - 637 001. | 544 | Vodafone | Tamil Nadu | RT Tower
IN-1030452 | METTUPATTI | 11.0891 | 78.2489 | K. Ponnammal, Sf No 1082 E, Valvel Puttur,, trichy Main Road, Thottiyam Tk, Trichy Dt. Q169637 020. Ph 94433 26158, 04286 265741 | 788 | Vodafone | Tamil Nadu | GBT
IN-1030813 | PUDHUCHATHIRAM | 11.3835 | 78.1629 | R.Muthusamy, S.F.No. 163/1A, 'Andavar Medicals' No.2/39, Main Road, Pudhu Chathram Post, Namakkal - 637 018. | 840 | Vodafone | Tamil Nadu | GBT
IN-1030800 | KUMARAPALAYAM | 11.5382 | 78.1327 | N. Duraisamy, S.F.No. 14/2, 2/152, Venandur Main Road, No.3, Kumarapalayam, Rasipuram, Namakkal District - 636 203. | 873 | Vodafone | Tamil Nadu | GBT
IN-1031123 | KOLLIMALAI | 11.279 | 78.3304 | Mr.S.Poosari Ammal,Chikkupparai Pirivu, Semmedu,Kollimalai(Tk),Namakkal Dt. Ph. 94869 73362. | 1872 | Vodafone | Tamil Nadu | GBT
IN-1031159 | KALKAVERI | 11.4482 | 78.2296 | Rajammal, 35-A, Pudhukadu, kalkaveri via, Rasipuram, Nammakal Dt. / 99940-73150 | 2247 | Vodafone | Tamil Nadu | GBT
IN-1128403 | VASANTHAPURAM_ERD | 11.1925 | 78.1909 | K.KALIAMMAL, 8/218, CHINNAVAPPA NATHAM, | 2264 | Vodafone | Tamil Nadu | GBT
IN-1031150 | KARKUDAL PATTI | 11.4991 | 78.3517 | G.Nalla muthu, S/o.Mr.Periya samy gounder, Pattonathar thottam, karkudalpatty, rasipuram TK, nammakal Dt, 04287-2546341, 94432-90948 | 2625 | Vodafone | Tamil Nadu | GBT
IN-1031153 | R.S. PUDHUPATTI | 11.4965 | 78.2692 | R.Dhavamani, S/o. Ramasamy, 71/12, Namachivayam street, R.Pudupatti, Rasipuram TK, Nammakal Dt, 04287-244566, 92451-32233 | 2629 | Vodafone | Tamil Nadu | GBT
IN-1127239 | PAVITHRAM | 11.1442 | 78.3637 | P.Indirani, W/O Perumal | 2683 | Vodafone | Tamil Nadu | GBT
IN-1137630 | NAMAKKAL BUS STAND | 11.2195 | 78.1691 | R.PAPATHY,W/O T.K.RAMASAMY,NO-13,METTU STREET,T.K.RAMASAMY ILLAM,NAMAKKAL-637001,PH-9994833375(ANAND) | 2892 | Vodafone | Tamil Nadu | GBT
IN-1069237 | ANDIKUTTAI | 11.5331 | 78.3666 | V.SAMY KANU, S/O.VEERAPPA GOUNDER, MARATHUKADU, OILPATTI(PO), RASIPURAM(TK), NAMAKKAL(DT), PH.9943633619. | 2975 | Vodafone | Tamil Nadu | GBT
IN-1128410 | THILLIPURAM MAIN ROAD | 11.2186 | 78.167 | SARAVANAKUMAR, KALAKKADAI STREET, PARVATHY LODGE | 2977 | Vodafone | Tamil Nadu | RT Tower
IN-1031219 | PODINAYAKKAN PATTI | 11.209 | 78.2477 | N.GOBI, S/O.M.NALLAPPAN, 2/931.SELIEGOWTENPUTHUR, PALAYAPALAYAM, PODINAYAKANPATTI(PO), NAMAKKAL(DT)-637405, PH.9842246621 | 2981 | Vodafone | Tamil Nadu | GBT
IN-1074771 | THIRUMALAIPATTI | 11.3526 | 78.2132 | Mr.A.Thangavel Chettiyar, S/o. Arthanari Chettiar, SF No: 411/11A, 3/75, Thirumalaipatti, Nammakal - 637 018, 042866-242106,9443470023 | 3334 | Vodafone | Tamil Nadu | GBT
IN-1031364 | GANESHA PURAM | 11.2175 | 78.1766 | Plot No:68, Ganeshapuram, Thoraiyur Road, Namkkal | 4004 | Vodafone | Tamil Nadu | GBT
IN-1031340 | RASIPURAM | 11.4559 | 78.1721 | Plot No. 49, 50, 96 & 97, in SF No. 75/3, 75/4, 75/5, Rasipuram Village, ( Goundampalayam ) , Rasipuram Sub Regn. Dist., Salem Dist. | 4005 | Vodafone | Tamil Nadu | GBT
IN-1031384 | VALLIPURAM | 11.2 | 78.1226 | Vallipuram(Thottipatti) | 4033 | Vodafone | Tamil Nadu | GBT
IN-1031636 | MOHANUR | 11.0624 | 78.1394 | N. Chinnusamy, Survey No.128/1B, No.566,Appollo Complex, Namakkal Road, Mohanur, Namakkal District - 637 015. | 4038 | Vodafone | Tamil Nadu | RT Tower
IN-1031247 | SENTHAMANGALAM | 11.2625 | 78.1633 | V. Selvan, Sf.No:113/2, Near Reliance Tower, Senthamangalam, Namakkal Dt. | 4050 | Vodafone | Tamil Nadu | GBT
IN-1030475 | BELUKURICHI | 11.3875 | 78.254 | A. Varadharajan, SF NO 15/3F, Near kamatchi Amman Koil, Belu Kurichi, NAMAKKAL Dt 637 402. Ph: 04286246153, 98427 75002 | 4061 | Vodafone | Tamil Nadu | GBT
IN-1030617 | ANNIYAPURAM_ERD | 11.1468 | 78.1642 | R.Rajesh Kumar, S.F.No.125/10, No.3/106,Aniyapuram, Namakkal - 637 017. | 4078 | Vodafone | Tamil Nadu | GBT
IN-1110107 | ARUR | 11.0968 | 78.2106 | k.SEVANDHAN,S/O KARUPPA GOUNDER,1/46,CENTER ST,ARUR (PO),VALAYAPATTI(VIA),NAMMAMKKAL(DT),PH:9442334687 | 5088 | Vodafone | Tamil Nadu | GBT
IN-1110124 | TRICHY MAIN ROAD , NAMAKKAL | 11.2123 | 78.1762 | Palani Gounder, Geeva complex, 3/152, Trichy road, namakal -1, 9443241812 | 5094 | Vodafone | Tamil Nadu | RT Tower
IN-1030704 | ANNANAGAR_ERD | 11.2391 | 78.2006 | P.Balasubramaniyan, S.F.No123/ 5D, Near Ksns Manal Suppliers, Duraiyur Road, Anna Nagar, Namakkal - 637 002. | 6452 | Vodafone | Tamil Nadu | GBT
IN-1231858 | GUNDUR NADU | 11.3134 | 78.417 | MR.NATARAJAN,S/O NELLAI SAMY,DHINDULIPALLI PO,GUNDUR NADU,NAMAKKAL DT.PH-9488681883 | 7014 | Vodafone | Tamil Nadu | GBT
IN-1231882 | MOOLAPALLIPATTI | 11.4816 | 78.311 | A.ALAMELUAMMAL W/O AYANACHETTIYAR,MOOLAPALLIPATTI VILLAGE&POST,RASIPURAM TK,NAMAKKAL DT.PH:04287-24042/9442240425.A.ALAMELUAMMAL W/O AYANACHETTIYAR,MOOLAPALLIPATTI VILLAGE&POST,RASIPURAM TK,NAMAKKAL D | 7156 | Vodafone | Tamil Nadu | GBT
IN-1231921 | VALAVANDI COMBAI | 11.3114 | 78.2961 | DASARATHAN S/O R.V.DEVARAJ,NO:1/10,VALAVANDIC COMBAI VILLAGE,KALAPNAYAKANPATTI POST,NAMAKKAL TK&DT-637404,PH:98342360582. | 7158 | Vodafone | Tamil Nadu | GBT
IN-1255464 | CHITHUR NADU | 11.3853 | 78.3397 | K.Thangarajan, S/O Kuppa gounder, S.F.No:202/4,Panaganni,Bayilnadu,Navakadu (Po),Semmedu S.O, | 7206 | Vodafone | Tamil Nadu | GBT
IN-1233266 | ARIYUR NADU | 11.3478 | 78.3864 | Mr.P.Pulianda Chinnaian, S/o.Mr.Puilianda Chinnamuthu, SF No: 75/1, Thuvar palayam, Thirupulinadu Post, Semmedu Via, Rasipuram TK, Nammakkal Dt - 637 411, 9488690158 | 7243 | Vodafone | Tamil Nadu | GBT
IN-1245465 | VANDIGATE VILLAGE , MANAPALLI | 11.0777 | 78.1248 | V.RAJAMMAL,V.THIYAGARAJAN&VALRMATHI W/O.VELUSAMY S.F.NO.8A/3A1,VANDIGATE VILLAGE,MANAPAPLLI POST,PARAMATHI VELUR TK,NAMMAL DIST.637 017, 9787174771 | 7755 | Vodafone | Tamil Nadu | GBT
IN-1271246 | PARAMATHY ROAD | 11.2153 | 78.1573 | A Latha, W/o Velmurugan, 1/5B Periyapatti road, | 10507 | Vodafone | Tamil Nadu | GBT
IN-1264345 | AA.GOVT.COLLEGE | 11.169 | 78.1659 | RAJAMANI W/O KANDASAMY K.ANANDAKUMAR , K.SIVAKUMAR S/O KANDASAMUY | AAGC1 | Airtel | Tamil Nadu | GBT
IN-1059797 | ANDAGANOOR GATE | 11.4459 | 78.1569 | Mr.K.A.Varathappa Gounder,Sf.No.4/3,No.2/166,Jeevan Illam,Ganapathy Nagar,Aandakallur Gate Post,Rasipuram Taluk,Namakkal Dist.-637 401.Ph:04287-231245/94430-28189 | ADGTE1 | Airtel | Tamil Nadu | GBT
IN-1079354 | AGRAHARA NATHA PALAYAM | 11.3901 | 78.1209 | MRS.R.PAVAYEE,S.NO.10/3,AGRAHARAM,AGHARAM POST | AGRAH1 | Airtel | Tamil Nadu | GBT
IN-1106527 | AALAMPATTI | 11.0769 | 78.2167 | SUBPANI, S/O.KARUPA GOUNDER, AALAMPATTI(PO), VALAIYA PATTI(VIA), NAMAKKAL(DT)-637020. PH.9442864496 | ALATT1 | Airtel | Tamil Nadu | GBT
IN-1071924 | ALAGANADAM | 11.1869 | 78.2567 | Maheswari,Re Survey No: 453/30,NO 5/16,P Alaganadam Post, Namakkal9DT) | ALGDM1 | Airtel | Tamil Nadu | GBT
IN-1071951 | ALAVAIPATTI | 11.4962 | 78.1023 | MRS. JAYAMMAL ,W/O-KRATHNAVEL, 1/48,RAJA STREET, ALAVAIPATTI POST,RASIPURAM TALUK,NAMAKKAL DIST. ,PH:954287 264782 | ALVPT1 | Airtel | Tamil Nadu | GBT
IN-1092519 | ATHIYAPPAN PALAYAM | 11.2561 | 78.0855 | S.Subramaniyan & S.Sadaiyandi S.F.No.314/7 Situated At Surangudi Post | ATHIY1 | Airtel | Tamil Nadu | GBT
IN-1059850 | ATHANUR | 11.5003 | 78.1354 | MR. S. RAJAGANAPATHI, NO.40/2B, LAND OPP. TO MARIYAMMAN KOIL, NEAR RELIANCE TOWER, ATHANUR, SALEM DIST - 636301 | ATNUR1 | Airtel | Tamil Nadu | GBT
IN-1106625 | PILLA KUMARAM PALAYAM | 11.2213 | 78.1038 | K.KATHIRVEL, S/O.KOLANTHA GOUNDER, 101/3.PULLA KUMARAN PALAYAM, THUMMANKURICHI(PO), NALLIPALAYAM(VIA), NAMAKKAL(DT)-637003. PH.9842278408. 04286-280606 | BILLA1 | Airtel | Tamil Nadu | GBT
IN-1061388 | V.KOOTHAM BUILDING | 11.2828 | 78.2344 | V.Kootham Building, West Bazarr Street, Senthamangalam 637 409 / 04286 - 270 707 | CMGM1 | Airtel | Tamil Nadu | RT Tower
IN-1106529 | CHINNATHAMBIPALAYAM | 11.0746 | 78.1751 | Kantha Swamy, s/o: Kali Anna Gounder, 6/37 Chinna thambpalayam, Komari Palayam(tk), Namakkal-637015 Ph No-9944825435 | CTBLM1 | Airtel | Tamil Nadu | GBT
IN-1062006 | ERUMAIPATTI | 11.1467 | 78.2905 | S.N.S.Automobile And Fancy Store Building, Thuraiyur Main Road, Erumaipatti, Ph-252314 | ERMPT1 | Airtel | Tamil Nadu | RT Tower
IN-1264726 | DEVARAYAPURAM ( A.M.S COLLEGE ) | 11.1533 | 78.3096 | alusamy SF No : 58/1B, Devarayapuram Village , Erumapatti Subdivision | ERMPT2 | Airtel | Tamil Nadu | GBT
IN-1083229 | GARAVALLI | 11.3266 | 78.3197 | NADUCOMBI POST | GRVLI1 | Airtel | Tamil Nadu | GBT
IN-1083188 | KALATHUR | 11.0509 | 78.2345 | Mr. MOOKAYE W/O MAHA MANI , VILL./ POST-KALATHUR, TALUKA- | KALTH1 | Airtel | Tamil Nadu | GBT
IN-1086576 | KADINARANALLUR | 11.396 | 78.1949 | SIGAMANI, S/O.AANDAOHI GOUNDER, MUNIYAPPAN KOIL THOTTAM, KATNIRANALLUR(PO), NAMAKKAL(DT)-637412. PH.9994306247 | KDRLR1 | Airtel | Tamil Nadu | GBT
IN-1059652 | KALAPPANAICKEN PATTI | 11.3278 | 78.2448 | Mr.V.Baskaran, S.F.No.-291/1D1, Kolimalai Main Road, Near Bharath Petrol Bunk, Kalappanaickenpatty Post, Namakkal Taluk, Namakkal Dist.-637 404 Ph:04286-283261 | KLPPT1 | Airtel | Tamil Nadu | GBT
IN-1106624 | KEELSATHAMBUR | 11.1562 | 78.0842 | R.SUBRAMANIAN, S/O.RAMASAMY, NO.3/68.PERUMAMPALAYAM, KEEL SATHAMBUR, NAMAKKAL-637207. PH.04286-267901. 9442334545 | KLSMB1 | Airtel | Tamil Nadu | GBT
IN-1060206 | KUPPAM PALAYAM | 11.1792 | 78.1983 | MR.R.CHINNAPERIASAMY,S/O.RAMA BOYAN,SF.NO.177/1,NO.103,VASANTHAPURAM,KUPPAMPALAYAM BUS STAND,NAMAKKAL DIST.-637 002.PH:94864-99031(REMARKS:MR.CHINNAPERISWAMY IS BROTHER IS MR.SUBRAMANIAM) | KPMPM1 | Airtel | Tamil Nadu | GBT
IN-1086612 | KARAI KURICHI | 11.3586 | 78.1835 | M.KARUPA GOUNDER, S/O.MUTHUGOUNDER, KARAI KURUCHI PUDHUR(PO), NAMAKKAL(DT)-637018. PH.9442864321 | KRGRG1 | Airtel | Tamil Nadu | GBT
IN-1230933 | KUTTALADAM PATTI | 11.5297 | 78.176 | 221,KUTTALAMPATTY THOTTIVALASU PO | KUTAL1 | Airtel | Tamil Nadu | GBT
IN-1061595 | MOHANUR | 11.06 | 78.1394 | Annai Timper Mart # 414, Main Road, Mohanur | MHNR1 | Airtel | Tamil Nadu | RT Tower
IN-1109897 | MULLUKURCHI | 11.2468 | 78.4011 | 1.MR.A.THIYAGARAJAN , 2.MRA.RAJAGOPAL S/o.MR.APPAVU ASARI, S.F.NO.9/2H1 MULLUKURUCHI VILLAGE,RASIPURAM TALUK, NAMAKKAL DISTRICT - 636 102 PH :9443389592 | MLKRH1 | Airtel | Tamil Nadu | GBT
IN-1059705 | MELA PETTA PALAYAM | 11.0734 | 78.1175 | Mr.K.Subramaniam,S.F.No.61/2,Mellapettapalayam,Pettapalayam Post,Paramathi Vellur Taluk,Nmakkal Dist.-637 015.Ph:94435-17140. | MLPTP1 | Airtel | Tamil Nadu | GBT
IN-1060932 | P.MURUGESAN LAND | 11.5406 | 78.1453 | P.Murugesan Land , # 4/3A, New Street, Mallur Post, Salem | MLUR1 | Airtel | Tamil Nadu | GBT
IN-1246373 | VALLALAR STREET , MALLUR | 11.5445 | 78.1395 | Mr.S.Ranjith, S/o.Mr.Somasundaram, SF No:40/2, vellalar street, mallure post, salem tk, salem dt-636203, 99944-50271 | MLUR2 | Airtel | Tamil Nadu | GBT
IN-1116915 | MAIKKAL NAIKEN PATTI | 11.0698 | 78.2598 | Mr.Chandra Sekar,S/O,Periasamy,Naickalnaickenpatti,Thalaimalaipattipost,Thottiam Taluk,Trichy-621215?..Ph-97895-55760 | MNKPT1 | Airtel | Tamil Nadu | GBT
IN-1059706 | MANAPPALLI | 11.0862 | 78.1012 | Mr.T.Chinnathambi,Old Sf. No.290A/8,New Sf.No.495/2,No.1024,Main Road,Manapalli Post,P.Velur Taluk,Namakkal Dist.-637 017.Ph:04286-255470. | MNPLI1 | Airtel | Tamil Nadu | GBT
IN-1059971 | MUTHALAI PATTI PUDHUR | 11.2625 | 78.1636 | MRM.K.SELLAPPAN,SF.NO.248/1A,NO.2/312,MUTHALAIPATTIPUDUR,KATHAPALLI ROAD,MUTHALAPATTY POST,NAMAKKAL DIST.-637003.PH:94432-75704 | MPTTR1 | Airtel | Tamil Nadu | GBT
IN-1253044 | MASAKALLI PATTI | 11.4709 | 78.1579 | Mr.R.Ganapathy, S/o.Ramasamy, SF No:26/1A, 5/18, RVMS thottam, Rasipuram TK, Nammakkal-637401, 97104-90071, 04287-231345 | MSKPT1 | Airtel | Tamil Nadu | GBT
IN-1060570 | MUTHUGA PATTI | 11.2438 | 78.2271 | MR.K.BALACHANDRAN, MRS.BANUMATHI, MRS.K.LAKSHMMI, S.F.NO.243/1, NO.4/124B, SOUTH STREET, MUTHUKKAPATTI, NAMAKKAL DIST - 637 405. PH:94422 65307 / 94430 25787 | MTGPT1 | Airtel | Tamil Nadu | GBT
IN-1086681 | METTU KATTUR | 11.0474 | 78.1981 | P.KANDASAMY,S/O,PALANIANDI,METUKATTUR,KEEDARAM POST,THIOTTIAM TALUK,TRICHY-621207..PH-99427-17554 | MTKTR1 | Airtel | Tamil Nadu | GBT
IN-1106627 | MUTTAN CHETTY | 11.1172 | 78.3113 | K.THIYAGA RAJAN, NO.2/52.MUTTAN CHETTY(PO), ERUMANPATTI(VIA), NAMAKKAL(DT)-637021. PH.04286-252175 | MUTAN1 | Airtel | Tamil Nadu | GBT
IN-1061625 | KARU MALAI COMPLEX | 11.4569 | 78.25 | Karu Malai Complex, Pudupatti Road, Near Sub Register Office, | NGPT1 | Airtel | Tamil Nadu | RT Tower
IN-1061628 | CELL PARK BUILDING | 11.2183 | 78.1714 | Cell Park Building,148 Thuraiyur Road, Namakkal | NKL03 | Airtel | Tamil Nadu | RT Tower
IN-1061629 | NAMAKKAL | 11.245 | 78.1661 | # 830, Salem Road, Namakkal-637001 | NKL06 | Airtel | Tamil Nadu | RT Tower
IN-1062013 | COLLECTOR OFFICE | 11.2464 | 78.1286 | K.Selvarajan, 76/7,76/8 & 78/5B, Ksr Complex, Opp. To Collector Office, Thiruchengodu Main Road, Namakal Dist-637003.Ph: 04286-280192.94437-32192 | NKL08 | Airtel | Tamil Nadu | RT Tower
IN-1060066 | NALLIPALAYAM | 11.2375 | 78.1483 | N.JEGATHISAN,1/173,MAINROAD,NALLIPALAYAM,NAMAKKAL-637003.PH:9842664646 | NKL11 | Airtel | Tamil Nadu | GBT
IN-1060017 | PARAMATHY ROAD | 11.2193 | 78.1521 | MR.S.MUTHU,S/O.R.SENGODAGOUNDER,NEWS.NO.143/2B1,NO.6-998,EBCOLONY,PARAMATHYROAD,NAMAKKALDIST-637001.PH:04286-285491/9865212113 | NKL12 | Airtel | Tamil Nadu | GBT
IN-1237775 | KAMARAJ NAGAR | 11.2239 | 78.1598 | MRS.S.AMUTHA,W/O.Mr.P.saravanan,No-6/586-A,Bothu patti road,Kamaraj Nagar,A.S.Patti,Namakkal-01,PH:-9443207488 | NKL13 | Airtel | Tamil Nadu | RT Tower
IN-1060624 | SALEM ROAD | 11.2356 | 78.1635 | MR.M.PONNUSAMY, S/O.MARAPPA GOUNDER, SRI ANNAMMAL AUTO DIESEL WORK, PATHI NAGAR, SALEM ROAD, NAMAKKALDIST - 1. PH:94430 61411 / 04286 - 280045 | NKL17 | Airtel | Tamil Nadu | GBT
IN-1060383 | PILLAYAR KOVIL STREET | 11.2385 | 78.2006 | MR. R. PERIYA SWAMY,1/6 ,PILLAIYAR KOVIL STREET,VISANA ROAD,UDAYANUR ,NEAR PILLAIYAR KOVIL,VETTAM BADDI-(P.O.), NAMMAKAL DIST.-637406 PH: -04286-221815/9443321815/9944925195 | NKL18 | Airtel | Tamil Nadu | GBT
IN-1246174 | PARAI THOTTAM | 11.2451 | 78.1747 | Mr R.Ramasamy, S/o Raju, Andavar rice mill, 2/256 Parai thottam, chinnamalipatti(po), Namakkal - 638002. ph - 9442924192 | NKL19 | Airtel | Tamil Nadu | GBT
IN-1274638 | Namakkal Byepass | 11.2265 | 78.181 | K.BALUSAMY S/OKARUMAN,S.F.NO.213/4,N.KOSAVANPET VILLAGE and POST,NAMMAKL TK and DIST.PH.7373492022 | NKL24 | Airtel | Tamil Nadu | GBT
IN-1061228 | GNANAMANI ENGG COLLEGE | 11.4202 | 78.1575 | Administrative block, Gnanamani college of Engineering, No.7, A K Samuthiram, Pachal Post, Namakkal - 637018 | NKLM1 | Airtel | Tamil Nadu | RT Pole
IN-1059679 | NEIKARAN PATTI | 11.1108 | 78.1516 | Mrs.P.Kaliammal,S.F.No.373/2D8,Mohanur Main Road,Ariyur Post,Neikaranpatty, Namakkal Dist.-637 015.Ph:93602-78360 | NKRNP1 | Airtel | Tamil Nadu | GBT
IN-1113012 | NAYNAMALAI ADIVARAM | 11.3071 | 78.2042 | MR.P.MADESWARAN S.NO.273/2A,IMALAI ADIVARAM,MINMPALLI,MAKKAL DT-637019 MOB:NO:9442434102 | NNADM1 | Airtel | Tamil Nadu | GBT
IN-1060565 | N.PUDHUPATTI | 11.1528 | 78.2153 | MR.A.SUBRAMANI & MR.S.SELVAKUMAR, S.NO.397/2D & 388/1D, EAST STREET, SANGALA PURAM ROAD VIA, N.PUTHUPATTI POST, NAMAKKAL DIST - 637 002. PH:98942 97240/04286-265229 | NPDPT1 | Airtel | Tamil Nadu | GBT
IN-1079152 | ONBATHAM PALLIKADU | 11.4968 | 78.3804 | Survey No;723/1 situated at Onbathampallikadu | OBPKD1 | Airtel | Tamil Nadu | GBT
IN-1240571 | ODUVAN KURICHI | 11.4471 | 78.2449 | K.Palaniyappan, S/o.Mr.Karuppana gounder, SF No: 170/2B2, 19/5, Thattan kadu, near pillaiyar Temple, Oduvankurichi post, rasipuram tk, nammakal dt - 637406, 9245414783 | ODVNK1 | Airtel | Tamil Nadu | GBT
IN-1116911 | ORAVANTHUR PUDHUR | 11.027 | 78.1764 | Subramaniam, S/O Vaiyapuri,No: 6/221,K.S.P Thottam, Keelapudur, Oruvanthur (Po), Namakkal (Tk), (Dt) ..,637015 Ph 9442988092 | ORPDR1 | Airtel | Tamil Nadu | GBT
IN-1106792 | PACHUDAYAM PALAYAM | 11.4306 | 78.2682 | AYYAM PERUMAL, S/O.PONNUSAMY @ ARUNACHALAM, 3/272.PACHUDAYAM PALAYAM, PACHUDAYAM PALAYAM(PO), RASIPURAM(TK), NAMAKKAL(DT)-637406. PH.04287-241449 | PACHU1 | Airtel | Tamil Nadu | GBT
IN-1086815 | PUDHU COMBAI | 11.2428 | 78.2773 | P.SARAVANAN, NO.5/129.NANIVARAN PUDUR, PUDUCOMBAI, MUTHUKAPATTY(PO), NAMAKKAL(TK), NAMAKKAKL(DT). PH.9943658725 | PDCMB1 | Airtel | Tamil Nadu | GBT
IN-1267629 | PAVAI ENGG COLLEGE | 11.403 | 78.1604 | A.PALANIVEL GOUNDER S/O ATHIYAPPA GOUNDER | PDCRM2 | Airtel | Tamil Nadu | GBT
IN-1107016 | PERUMANDHAM PALAYAM | 11.1098 | 78.1091 | P.KALIANNAN, S/O.PALANIANDI GOUNDER, ERUKADU THOTTAM, ARIYUR ROAD, S.VALAVANTHI PERUMANDAM PALAYAM, PARAMATHI VELUR(TK), NAMAKKAL(DT). PH.9382293195 | PERAM1 | Airtel | Tamil Nadu | GBT
IN-1059297 | PILLANALLUR | 11.4322 | 78.1324 | Openland Of Mr.Palaniappan, Dhan Laxmi Cycleworks, Land Beside Reliance Tower, Pillanallur. Namakkal-637403, Ph-04287-252030(Pp) | PLNLR1 | Airtel | Tamil Nadu | GBT
IN-1060552 | POTTIRETTY PATTI | 11.1678 | 78.2697 | MR.R.VANANGAMUDI, S/O.M.A.RAJU, S.NO.381/1, NO.1/11, POTTI REDDI ROAD, POTTI REDDI PATTI POST, NAMAKKAL DIST - 637 013. PH:04286-252136 | PTDPT1 | Airtel | Tamil Nadu | GBT
IN-1059641 | PATTINAM | 11.4722 | 78.21 | Mr.K.Rajendran, S.F.No. 336/1A2, No.68A, School Street, R.Pattinam Post, Rasipuram Taluk, Namakkal - 637 408. Ph: 04287-225186 | PTTNM1 | Airtel | Tamil Nadu | GBT
IN-1106657 | PERIYAKULAM | 11.2983 | 78.25 | N.MALIKA, W/O.NATARAJAN, S.F.NO.206/4B.RAMANATHA PUDUR(PO), SENTHAMANAGALAM (VIA), NAMAKKAL-637409. | PYLAM1 | Airtel | Tamil Nadu | GBT
IN-1059630 | PERIYAPATTI | 11.2042 | 78.1521 | Mrs.S.Angammal, W/O. Subramani, S.F.No.-267/1, S.F.No.-479/36, East Street, Periyapatty Post, Namakkal Dist.-637003. Ph:94426-67148/0427-230858. (Acq By Kvg) | PYPTI1 | Airtel | Tamil Nadu | GBT
IN-1059614 | R.PUDHUPATTI | 11.4965 | 78.2692 | Mr.M.Ramasamy, S.F.No. 260/2, Kollu Gounder Thottam, Malayampatty Road, R.Pudupatty Post, Rasipuram Taluk,NAMAKKAL - 637407. Ph: 04287-244566 (Land Near Reliance Tower) | RPDPT1 | Airtel | Tamil Nadu | GBT
IN-1255153 | KOLLIMALAI | 11.2836 | 78.3196 | Chinnamuthu.KS/O.Kongan,No.23/58SeekuparaipattiSee | 1872-Repeater | Vodafone | Tamil Nadu | GBT
IN-1061733 | R.L PLAZA | 11.4597 | 78.1872 | R.L Plaza 54, Town Bank Street( Mr. Ramakrishnan Ph: 0427 2443501) | RSPM2 | Airtel | Tamil Nadu | RT Tower
IN-1060994 | RASIPURAM | 11.4497 | 78.2306 | Rajammal Land,Rajammal Paper Boards,Pudu Kadu ,Rasipuram(Near Muthaiya Engg College) | RSPM3 | Airtel | Tamil Nadu | GBT
IN-1059949 | RASIPURAM | 11.464 | 78.1913 | MR.S.SINGARAVELU, T.S.NO.109, KARTHIKEYA BUS SERVICE, NO.52B, GANDHI SALAI, RASIPURAM POST, RASIPURAM-TK, NAMAKKAL DIST - 637 408. PH:04287 - 221795 | RSPM4 | Airtel | Tamil Nadu | GBT
IN-1060150 | MLA STREET , RAASIPURAM | 11.4592 | 78.195 | MR.K.NATESHAN,S/O.KALIAPPA GOUNDER,SF.NO.21/A,KONERPATTI EXTN 2,RASIPURAM,NAMAKKAL DIST.-637408.PH:94432-52139/04287-222139 | RSPM6 | Airtel | Tamil Nadu | GBT
IN-1130089 | R.L PLAZA | 11.4643 | 78.1879 | Mr.K.Kandhasamy, 2-B/2, Swamysivananda Road , Rasipuram-637408-PH-9965169650 | RSPM7 | Airtel | Tamil Nadu | GBT
IN-1059540 | SINGALANDA PURAM | 8 | 68 | P.Angalammal, Sf No: 404/133, No: 6/68, Land Near Perumal Koil, Singalandapuram Post, Rasipuiram Tk, Namakkal Dt-637412. Ph: 04287-253343. | SLPRM1 | Airtel | Tamil Nadu | GBT
IN-1086137 | SOWDAPURAM | 11.4751 | 78.0897 | P.SEENIVASAN, S/O.PALANIVAL, AROVANGADU, SOWDAPURAM, RASIPURAM(TK), NAMAKKAL (DT). PH.9994388142 | SWPRM1 | Airtel | Tamil Nadu | GBT
IN-1059355 | TAPUDUR | 11.4981 | 78.1536 | Open Land Of Mrs. K.Nallaammal, W/O. Mr. Kaliannan, Land Near Tala Muniappan Kovil, Tengalpalayam, Kandiyar Kadu, Thanttan Kottai Pudur, Tapudur, Rasipuram-636301, Ph: 94432 54910 | TAPDR1 | Airtel | Tamil Nadu | GBT
IN-1060641 | THIRUMALAIPATTI | 11.3603 | 78.2146 | MR.R.PUGALENDHI, S/O.R.RAMASAMY, S.NO.264/1, NEAR HIGH SCHOOL, KALAPPANAICKENOOR VIS, THIRUMALAIPATTI POST, NAMAKKAL DIST - 637 404. PH:94427 93686/04286-242504 | TMLPT1 | Airtel | Tamil Nadu | GBT
IN-1101277 | UNNIYUR | 11.2206 | 78.3089 | A.MUTHUSAMY,S/O,AACHI GOUNDER,KEELA STREET,UNNIYUR POST,THOTTIAM TALUK,TRICHY-621207.PH-98439-61420,04326-250026 | UNYUR1 | Airtel | Tamil Nadu | GBT
IN-1106806 | VADA VATHUR | 11.1011 | 78.2833 | MR.B.R.RAMASAMY, SURVEY NO:288/1A, SITUATED AT NO:2/53, PUTHU ERI, VADAVATHUR POST, NAMAKKAL DISTRICT - 637021.PH:9965740506 | VDVTR1 | Airtel | Tamil Nadu | GBT
IN-1116917 | VALASARAMANI | 11.1239 | 78.3571 | Mr. Kanakaraj, S/O, Rangasamy, Valasiraimani Post, Muciri Tk, Trichy - 621214? Ph- 94429-21221, 04326-278306 | VLRMN1 | Airtel | Tamil Nadu | GBT
IN-1126356 | VALLAKUTTAPATTI | 11.5507 | 78.1206 | P.Shanmugam,S/o.D.Ramasamy,81/34,Thandavan kadu,Valakuttapatti,Yarvadi(Post),Mallur road,salem-16 | VLTPT1 | Airtel | Tamil Nadu | GBT
IN-1284420 | Sadhasivam land | 11.2126 | 78.1674 | MR.KARUPPANNAM,SKK COMPLEX,MOHANUR MAIN ROAD,NAMAKKAL,94433-50605 | NKL27 | Airtel | Tamil Nadu | RT Tower
IN-1031299 | DOKUBODANHALLI | 12.0123 | 78.084 | MR.R.MUNUSAMY, S/O.RAMA GOUNDER, THOMPRATHAMPATTI, DOKKUPOTHALLY POST, DHARMAPURI , 04342-699397, 94434-46615 | 302 | Vodafone | Tamil Nadu | GBT
IN-1031288 | THEPATIAGRAHRM | 12.1365 | 78.0105 | MR. N. MANI, S/O GA GOUNDER, NEAR JAYAM COLLEGE, SF NO 32/2. PENGARAM TK, DHARMAPURI.PH 94432 83078 | 327 | Vodafone | Tamil Nadu | GBT
IN-1031401 | BURLIKAL | 11.976 | 78.0437 | G.Krishnan, S.FMR. G. KRISHNAN, NO 2/208, EASI (PATTI POST, NALLAMPATTI VIA, MELBURIKAL, DHARMAPURI DT. PH 94436 36917 | 338 | Vodafone | Tamil Nadu | GBT
IN-1031407 | BARGUR BB | 12.5363 | 78.3532 | Vasantha, S.F.No. 688/1A2, Near No. 72, New Building, J.D.Raod, Bargur Post, Krishnagiri - 635 104. | 341 | Vodafone | Tamil Nadu | GBT
IN-1031820 | HOGAINAKAL | 12.1211 | 77.7786 | K.E. Chinnasamy, C.M.Hotel, Main Road, Hoganakkal, Dharmapuri District. | 399 | Vodafone | Tamil Nadu | RT Tower
IN-1030767 | BOMIDI | 11.9815 | 78.2437 | K.Rajamani, S.F.No.9/8B1, Kumar Bungalow, R.Nagar Road, Mallapuram, Bommidi, Pappireddipetti Taluk, Dharmapuri - 635 301. | 427 | Vodafone | Tamil Nadu | GBT
IN-1031284 | ORAPPAM | 12.534 | 78.2899 | MR. L. PALANIAPPAN, CHENI MAIN ROAD, ORAPPAM, KRISHGIRI. PH 94432 76129 | 428 | Vodafone | Tamil Nadu | GBT
IN-1031785 | DHARMAPURI G H | 12.1148 | 78.1472 | N.Loganayagi, No.2/184, Ranga Complex, Vennampatty Road, Tnhb Colony, Dharmapuri - 5. | 517 | Vodafone | Tamil Nadu | RT Tower
IN-1030733 | KGLTHIRUNGR | 12.532 | 78.2499 | R.Natesan & N.Gourammal, S.F.No.75, No.3/294, Thirumalai Nagar, Chennai Salai, Krishnagiri - 635 001. | 584 | Vodafone | Tamil Nadu | GBT
IN-1031404 | NATTAM BB | 12.2682 | 78.2206 | N.Chinnaswamy, S.F. No 431/1A, A. Sappani Patti Post, Palacodu Taluk, Dharmapuri-635205 | 836 | Vodafone | Tamil Nadu | GBT
IN-1030921 | KETHUREDIPATTI | 12.0332 | 78.2971 | M.Chinnasamy, S.F.No.23/1A1, Kethi Reddy Patty Post, Arur Taluk, Dharmapuri District. | 854 | Vodafone | Tamil Nadu | GBT
IN-1122216 | ARIYANAPALLI | 12.7008 | 78.2036 | R.VENGADESH S/O RAMAIYAGOUNDER ARIYANAPALLY VEPPANAPALLY(PO) KRISHNAGIRI-DT 9787534663 | 1056 | Vodafone | Tamil Nadu | GBT
IN-1030781 | ROYAKOTTAH | 12.5112 | 78.0342 | MR.V.RAYAN, 1/699, MARIAMMAN KOIL STREET, RAYAKOTTAI POST, KRISHGIRI - 635 116- 98425-60369 | 1162 | Vodafone | Tamil Nadu | GBT
IN-1112809 | MALAIYANUR | 11.4898 | 76.4988 | M.Raja,S/o,Madhayan,Malaiyur,Pennagaram Taluk,Dharmapuri-636810,Ph- 97871-92250 | 1184 | Vodafone | Tamil Nadu | GBT
IN-1110129 | PERIYAVATHALAPURAM | 12.0585 | 77.8247 | S.PACHAYANAN, S/O SEMANAKOUNDER, PERIYAVATHALAPURAM, MUNGILMADUVU POST, PENNAVARAM TK, DHARMAPURI-DIST. PH-04342-259392, 9791239844 | 1185 | Vodafone | Tamil Nadu | GBT
IN-1113394 | KARUVANUR | 12.2474 | 78.4733 | M.Ramachandran,S/o,Munia Naicker,Old No,86,New No,1,Karuvanur,Veerachi Kuppam,Kuthangarai Taluk,Krishnagiri-635304,Ph-98437-74694 | 1190 | Vodafone | Tamil Nadu | GBT
IN-1031403 | KAVERIPATINAM | 12.4002 | 78.2154 | M.Murugeshan, S.F.No. 46/1C, 54, Nallamkottai, Pothapuram Post, Kaveri Pattinam, Krishnagiri - 635 112. | 1193 | Vodafone | Tamil Nadu | GBT
IN-1110096 | VARAGACHANDRAM | 12.6888 | 78.1353 | MR.K.VENKATASAMY, S/O KALIYAGOUNDER, VARAGACHANDRAM, KANKOGIKOTHERI POST, KRISHNAGIRI-DIST. PH-9751611728 | 1230 | Vodafone | Tamil Nadu | GBT
IN-1114048 | MARACHANDRAM | 12.5088 | 77.8046 | V.Krishnappa,no:43,Marichandram,Denkanikottai (TK) Krishnagiri Dt,ph:9442525220 | 1250 | Vodafone | Tamil Nadu | GBT
IN-1031062 | KAMBIANALLUR_SLZ | 12.2055 | 78.3182 | P.JAYAKUMAR, S.F No.79/1A, Opp Bus Stand, Near Aircel Tower, Kambainallur(Po), Harur(Tk), Dharmapuri - 635 202. | 1534 | Vodafone | Tamil Nadu | GBT
IN-1030777 | VEEPANAPALLI | 12.7073 | 78.1887 | MR. J.M. MANOHAR, OLD NO 1/189, NEW NO 1/348, BOODIMUTTALU, VEPPAPALLI, KRISHGIRI . PH 94424 61031 | 1541 | Vodafone | Tamil Nadu | GBT
IN-1031943 | PAPARAPATTI | 12.2116 | 78.0555 | K.KUMARAGURU, Door No.12, Potha Muthali Street, Papparapatti, Dharmapuri - 636 809. | 1570 | Vodafone | Tamil Nadu | RT Tower
IN-1031919 | PAPIREDIPATI | 11.455 | 77.4241 | M.V.R MAHAL,MUNIRAVADUTH,RANGAMAPETTAI,PAPPAREDDIPATTI, | 1571 | Vodafone | Tamil Nadu | RT Tower
IN-1030897 | THENKARAIKOTTAI | 12.0319 | 78.398 | S.VISALAM, Mrs.S.Visalam, SF No: 54/4a, Village no:94, Thurinjihalli, Thanger kottai, Pappireddipatti TK, Dharmapuri Dt. | 1696 | Vodafone | Tamil Nadu | GBT
IN-1030988 | PERYAJOGPATI | 12.3288 | 78.4714 | C.PERIYAPAPPA @ CHENNIYAMMAL , S.F.No. 346/2, Periyajogipatti, Anderipatti Post, Pochampalli Taluk, Dharmapuri District. | 1741 | Vodafone | Tamil Nadu | GBT
IN-1030910 | ARASAMPATTI | 12.2837 | 78.3094 | S.VANAJA, SF NO: 575/133, 4/165,ARASAMPATTI, ARASAMPATTI POST, POCHAMALI TK, KRISHNAGIRI-DIST, P.NO-9442488930 | 1744 | Vodafone | Tamil Nadu | GBT
IN-1030934 | ODESALPATTI | 12.1415 | 78.288 | J.VIJAYA, S.F.No. 15/4, Near Door No. 3/179, Odasalpatti, Kadathur Via., Pappireddy Patti Taluk, Dharmapuri - 635 303. | 1746 | Vodafone | Tamil Nadu | GBT
IN-1031374 | KRISHNAGIRI RD | 12.7139 | 77.8739 | PLOT NO. 170, KUMUDEPALLI AGHRAHARAM, OPP. UNIT -2 , SIPCOT 2ND PHASE, HOSUR | 1801 | Vodafone | Tamil Nadu | GBT
IN-1031567 | RENEISSANCE | 12.7367 | 77.8264 | Hotel Rennaince,Usp Towers, Bangalore Road,Hosur635109 | 1803 | Vodafone | Tamil Nadu | RT Tower
IN-1031033 | ANJANAHALLI | 12.0391 | 77.8104 | LAKSHMI, S.F.No. 153/1, Ajjanahalli Post, Pennagaram Taluk, Dharmapuri - 636 810. | 1854 | Vodafone | Tamil Nadu | GBT
IN-1031311 | POCHAMPALLI | 12.3342 | 78.3632 | MR.CHINSAMY, SF NO: 655/1C, KANNOOR VILLAGE, POCHAMPALLI POST, KRISHGIRI DT / 94421-52257 ( LEFTSIDE BSNL OFFICE ) 98942-60675/0462-2338556 | 2000 | Vodafone | Tamil Nadu | GBT
IN-1031327 | ANCHATTI | 12.3668 | 77.7273 | Mr.T.Subramani, S/o.Thangavel, 67/1,Mariamman kovil Street, Vannathipettai, Denkanikottai(Tk), Krishnagiri(Dt). Ph. 04347 236332. | 2168 | Vodafone | Tamil Nadu | GBT
IN-1031328 | ARIYALAM | 12.4121 | 77.7717 | Mr.M.Malayan, S/o. Malaya gounder, Ariyalam, Salaivaram post, Tenkanikottai, Krishnagiri Dt, 04347-291424 | 2169 | Vodafone | Tamil Nadu | GBT
IN-1031054 | IRUDUKOTTAI | 7.36 | 77.35 | MR.M.NARAYANAPPAN, S/O. MUNUSAMY, 1/97, AYYUR ROAD, ERITHUKOTTAI, DENIKANIKOTTAI TALUK, KRISHNAGIRI. PH- 9365870802, 9942179208. | 2170 | Vodafone | Tamil Nadu | GBT
IN-1070423 | JESURAJPURAM | 12.2756 | 77.7454 | Mr.G.Chinappan, S/o.Gnanaprakasam, Jesurajapuram, Denkonikottai, Krishnagiri - 635 102. Ph. 04347 297901. | 2171 | Vodafone | Tamil Nadu | GBT
IN-1031163 | KOPPALUR | 12.0338 | 77.9376 | K.Kumar, S/o. Krishnan, koppalur, Kalappampadi post, pennagaram TK, dharmapuri Dt, 04342-258313 | 2180 | Vodafone | Tamil Nadu | GBT
IN-1031325 | MENASI | 11.9792 | 78.365 | MR.N.SELVAM, UDHAYA RICE MILL, MENATHI, PAPPAREDDIPATTI, DHARMAPURI DISTRICT. PH- 04346-255244. | 2181 | Vodafone | Tamil Nadu | GBT
IN-1031438 | DHARMAPURI | 12.1333 | 78.1611 | N. LOGAYAGI, W/O. R. TARAJAN, NO 1/114 C, VEMPATTI ROAD, RANGA COMPLEX, NEAR TAMIL DU HOUSING BOARD, DHARMAPURI. PH 94432 65026 | 2201 | Vodafone | Tamil Nadu | RT Tower
IN-1031565 | ILLAKIAMPATI | 12.1108 | 78.1522 | 5/1482,Salem Main Road, Dharmpaturi | 2202 | Vodafone | Tamil Nadu | RT Tower
IN-1031322 | BANNIHALLI | 12.3868 | 78.1785 | M.Chinnasamy, S/o. T.Mari, 9/27D, 27, Banni Halli Vill & Post, Chaparthi Via, Krishnagiri - 635 106 / 04343-251292 | 2242 | Vodafone | Tamil Nadu | GBT
IN-1031439 | KRISHNAGIRI | 12.5207 | 78.2205 | BKPMM Towers,No.66,Bangalore Rd,Krishnagiri | 2301 | Vodafone | Tamil Nadu | RT Tower
IN-1031393 | MARANDAHALI_SLZ | 12.3898 | 78.0041 | M. SARPONISHA, SF 87/1, NEW NO 15, JALITH THEATRE ST, MARANDAHALLI, PALAKKODU, DHARMAPURI- 636 806/ PH 94430 50683 | 2310 | Vodafone | Tamil Nadu | GBT
IN-1031255 | PENNAGARAM | 12.1342 | 77.9004 | R. CHINTHAI, SF NO. 406, NEAR CHEC POST MADAM, HOGINEKKAL ROAD, PENGARAM TK, DHARAMAPURI 636810. PH. 9443428558 | 2311 | Vodafone | Tamil Nadu | GBT
IN-1030544 | KEELAMANGALAM | 12.6042 | 77.8517 | K.C. Annayappa, S.F.No.148/1,Pattalamman Koil Street, Kelamangalam Post, Denkinikottai, Krishnagiri District - 635 113 | 2415 | Vodafone | Tamil Nadu | GBT
IN-1031251 | JAGADEVI | 12.4838 | 78.3174 | T.B. Nanjunda Chettiar, Survey No:91/1, T.B.Nanjunda Chettiyar Rice Mill, Near Adiyaman Bank Building, Barukur Road, Jagadevi, Krishnagiri Dt-635001. | 2424 | Vodafone | Tamil Nadu | GBT
IN-1030550 | MORAPPUR | 12.1244 | 78.3986 | A.Asokan, Survey No:23/1B, Plot No:18, 19 & 20, Rasalampatti Village, Morappur Post, Arur Tk, Dharmapuri Dt-635305. | 2425 | Vodafone | Tamil Nadu | GBT
IN-1031395 | MATTUR | 12.3831 | 78.4111 | M.G. RAMALINGAM, SF NO 184/3, ARUN COMPLEX, KRISHNAGIRI ROAD, MATTUR, KRISHNAGIRI DT 635 109. PH 9442447663, 9894065457, 04344 267048 | 2426 | Vodafone | Tamil Nadu | GBT
IN-1031252 | SAMALPATTI | 12.3079 | 78.4932 | M. Govindaraj, M Govindaraj ,Sf No 39/1 Back Side Farmance,Kanishegrammam Samalapatti Post Uthangarai Tk Krishnagiri Dt 04341 245775 | 2427 | Vodafone | Tamil Nadu | GBT
IN-1030507 | MARIPATTI | 11.939 | 78.4046 | P. SELVARASU, SF NO 39/2, OPP TO GOVT SCHOOL A PALLAPATTI POST, PAPPIREDDIPATTI TK, DHARMAPURI DT 636905, 04346 251508, 9443893600 | 2428 | Vodafone | Tamil Nadu | GBT
IN-1031701 | HOSUR HUDCO | 12.7318 | 77.8162 | MR. M. CHOODAPPA, PLT NO 1, GAPATHY GAR, HUDCO, HOSUR 635 109. PH 9360567165 | 2429 | Vodafone | Tamil Nadu | RT Tower
IN-1031250 | KAMAN DODI | 12.6843 | 77.934 | B.S. SYED ALI SAHIB, SF NO 73/2C, OLD NO 134, NEW 2/281, STANDARD SAW MILL, KAMANDODI, HOSUR DT PH 04344 257203, 223399 | 2431 | Vodafone | Tamil Nadu | GBT
IN-1030540 | MATTAGIRI | 12.6908 | 77.8088 | MR. M. V. KRISHJI RAO, S.F. NO. 98/2, TITAN TOWNSHIP MAINROAD, MATHIGIRI(P.O.), KRISHGIRI. | 2432 | Vodafone | Tamil Nadu | GBT
IN-1030505 | KRISHNANGIRIBUSSTAND | 12.5271 | 78.2065 | M.B. VEERAQBADRA CHETTY, SF NO 57 PART, NEW SF NO 70, 72, SIDCO INDUSTRIAL ESTATE, KRISHGIRI DT 635 .001. PH: 9443632792 | 2434 | Vodafone | Tamil Nadu | GBT
IN-1031323 | HANUMANTEERTHAM | 12.1825 | 78.5491 | M.VEERAMANI,S/O.MOTTAI GOUNDER,NO:131,HANUMANTHATHEERTHAM,UTHANKARAI Rd,KRISHNAGIRI(Dt), PH:04341-243310. / 9865783856 | 2462 | Vodafone | Tamil Nadu | GBT
IN-1031129 | THOTAMPATI RS_SLZ | 12.1793 | 78.4257 | Mrs.D.Godavari, 1/22, Singaripatti road, Aroor TK, Dharmapuri Dt - 04346-262347 | 2468 | Vodafone | Tamil Nadu | GBT
IN-1031080 | ANANDUR | 12.2618 | 78.3771 | A.Rajamanickam, S/o. Arunachala gounder, Ananthur, Uthangarai TK, Krishnagiri Dt, 04341-255207 | 2471 | Vodafone | Tamil Nadu | GBT
IN-1128419 | SANTHUR | 12.3933 | 79.1078 | LAKSHMI AMMAL, W/O. MUNUSAMY GOUNDER, 171, | 2477 | Vodafone | Tamil Nadu | GBT
IN-1031075 | VARATANAPALLI | 12.5792 | 78.3013 | V.Venugopal, 1/110, Bus stand, Varattanapalli, Krishnagiri Dt, 94436-38127 | 2480 | Vodafone | Tamil Nadu | GBT
IN-1130115 | NAGAVADHI DAM | 12.0576 | 78.0256 | K.NAGARAJ,S/O KEMPUVEERAN,ERAPPATTI,NAGAVADHI DAM(VIL),ARAKASANAHALLI(PO),PERUMBALAI(VIA),PENNAGARAM(TK),DHARMAPURI(DT)-636811,PH-9751431339 | 2535 | Vodafone | Tamil Nadu | GBT
IN-1137627 | CHINNA MARIYAMMAN KOVIL STREET | 12.5178 | 78.2245 | R.DANALAKSHMI,W/O K.B.RAJA,JAYALAKSHMI KALYANA MANDABAM,53/A,CHINNA MARIYAMMAN KOVIL STREET,KRISHNAGIRI-635001,PH-9443053545. | 2539 | Vodafone | Tamil Nadu | RT Tower
IN-1031334 | BHAGALUR | 12.8327 | 77.8697 | B.R.Somasekar, 3/176, Berigai Main Road, Jeeva Nagar, Near Tata Tower, Belathur Post, Bagalur , Hosur Tk, Krishnagiri Dt, 94422-54938, 04322-254938 | 2571 | Vodafone | Tamil Nadu | GBT
IN-1031149 | ALAMPATTI | 12.498 | 78.102 | Mrs.Rathinam, W/o. Thimmarayan, Allapatty post, Krishnagiri, 99944-77822 | 2572 | Vodafone | Tamil Nadu | GBT
IN-1031164 | DHINNAHALLI | 12.0463 | 78.1679 | R.Samundeswari, W/o. Ramachandran, 3/81A, Mittadinahalli post, dharmapuri DT - 04342-240342, 98945-92044 | 2574 | Vodafone | Tamil Nadu | GBT
IN-1031175 | KRISGIRI MAIN ROAD | 12.1583 | 78.1622 | Mr.Perumal, 4/247, Krishnagiri Main road, Old Dharmapuri post, Dharmapuri Dt, 04342-288721, 98425-11704 | 2577 | Vodafone | Tamil Nadu | GBT
IN-1070612 | MELAMALAI | 12.6122 | 78.0986 | Mr.Varadharajan, S/o.Bairappan, Melamalai, Hosur TK, krishnagiri Dt, 94448-61129 | 2578 | Vodafone | Tamil Nadu | GBT
IN-1031329 | UDHENAPALLI | 12.6069 | 77.9394 | C.Venugopal naidu, S/o.Late R.Chinnaiah naidu, SF No: 50/1, 51/1, Behind RI office, udhenapalli Post, Hosur TK, krishnagiri DT, 635 119, 04344-256041, 200629 | 2582 | Vodafone | Tamil Nadu | GBT
IN-1031157 | KALIPETTAI | 11.8531 | 78.3619 | P.Ramalingam, BSNL Tower backside, kalipettai TK, Dharmapuri DT, 94426-89333 | 2616 | Vodafone | Tamil Nadu | GBT
IN-1031221 | SUNCHAINATHAM | 12.0084 | 77.8032 | P.JAYAVEL, PONPPAGOUNDER THIRUMA MADAPAM, NEAR GOVERNMENT HOSPTITAL, ERIYUR POST, PENGRAN TK, DHARMAPURI DT - 636 810. PH. 04342 252613. 9943947613. | 2819 | Vodafone | Tamil Nadu | GBT
IN-1069239 | ANUSONAI | 12.5718 | 77.8977 | M.VENKATESH, S/O.MUNUSAMI, ANUSONAI, KELLAMANGALAM, THANKANIKOTTAI(TK), KRISHNAGIRI(DT). PH.9976698477 | 2983 | Vodafone | Tamil Nadu | GBT
IN-1031330 | THONGANUR | 12.0949 | 78.3392 | EXISTING REPEATER SITE. MR. V. KUPPUSAMY, S/O. VENGAIYA CHETTIAR, THONGANUR VIA, SINDHALPAADI POST, PAPIREDDIPATTI TALUK, DHARMAPURI 635 302. . PH 04346 259222 | 2991 | Vodafone | Tamil Nadu | GBT
IN-1069352 | BARANDUR | 12.6267 | 77.7856 | P.K.VENKATESAN,S/O.KONDAPPA, NO:3/101,S.MADHUKONDAPALLI, BARANDUR,HOSUR(Tk), KRISHNAGIRI(Dt),PH:04344-256626. | 3241 | Vodafone | Tamil Nadu | GBT
IN-1069353 | AMMAPETHARUR | 12.1623 | 78.6428 | S.ANBAZHAGALAN,S/O.SIVARAMAN, NO:4/212,HARUR(Tk),DHARMAPURI(Dt), PIN:636906,PH:94442879093, 04346-269639. | 3242 | Vodafone | Tamil Nadu | GBT
IN-1134837 | KASAVUGATTA | 12.7152 | 77.8589 | K.PRAKASA,S/O KRISHNA REDDY,KASAVUGATTA(VIL),CHENNETHUR(PO),HOSUR(TK),KRISHNAGIRI(DT),PH-9344870255 | 3248 | Vodafone | Tamil Nadu | GBT
IN-1134841 | SAMABALPATTI | 12.3143 | 78.4814 | S.VEDHAGIRI,S/O SUBRANYA CHETTIYAR,SAMBALPATTI(VIL),(PO),KRISHNAGIRI(DT),PIN-635306,PH-9750747373. | 3491 | Vodafone | Tamil Nadu | GBT
IN-1074916 | BANGLOREROAD | 12.5246 | 78.2162 | N.R.RENGATHAN,S/O N.S.RENGATHAN,216,BANGLORE ROAD,OPPOSITE TO TALUK OFFICE,KRISHGIRI.PH:04343-230920,9443464240 | 3512 | Vodafone | Tamil Nadu | RT Tower
IN-1107081 | THIRTHAMALAI | 12.1034 | 78.5874 | T.Thirunavukarasu, SF No: 4/1, Thiruthamalai post, Arur TK, Dharmapuri - 636 906, 04346-253318, 98435-13287 | 3513 | Vodafone | Tamil Nadu | GBT
IN-1075038 | PEDHASIGARLAPLI | 12.7475 | 78.0316 | M.Salehari, No: 1/16A, Pedhasigarla palli, soolagiri, Hosur TK, Krishnagiri DT, 97864-41147, 044-4294817 | 3695 | Vodafone | Tamil Nadu | GBT
IN-1129831 | KALIPURAM(WEST) | 12.1285 | 77.9025 | MrsA.DEVAKI,W/O AMMACHI,DOOR NO-3/315,KALIPURAM(WEST),PANNAGARAM(PO)(TK),DHARMAPURAI(DT),PIN-636801,CELL-9047764271 | 3875 | Vodafone | Tamil Nadu | GBT
IN-1129827 | PENNAGARAM MAIN ROAD | 12.1393 | 78.1605 | MR.T.JAWAHAR,S/O,M.THANGAVELU,DOOR NO-70,PENNAGARAM MAIN ROAD,KUMARASAMY PET,DHARMAPURAI(TK)(DT),PIN-636701,PH-9443218666 | 4018 | Vodafone | Tamil Nadu | GBT
IN-1030650 | BELLAKONDAPALLI | 12.6753 | 77.7634 | C.M.Nanjappa, S.F.No.325/3B, Denkanikota Taluk, Hosur, Krishnagiri - 635 114. | 4086 | Vodafone | Tamil Nadu | GBT
IN-1131557 | KURKAPATTI KADU VALAVU | 12.0287 | 77.803 | P.Appadurai,S/o,Perumal Gounder,A.Kurukampatti,Eriyur Post,Pennagaram Taluk,Dharmapuri-636810,Ph-94433-07675,94426-90644 | 4099 | Vodafone | Tamil Nadu | GBT
IN-1138123 | KATHEJUGANAPALLI | 12.517 | 78.2157 | MR FRANCIES,S/O SUSAIRAJ,5/73,THIRUVALLUVAR NAGAR,2ND CROSS,KRISHNAGIRI-635001,PH-9362954018. | 4116 | Vodafone | Tamil Nadu | GBT
IN-1232789 | NATRAPALAYAM | 12.2493 | 77.7379 | Mrs.M.Malliga, W/o.Late. Mariyappan, SF No: 60/4D, Back side lakshmi mills, Nattarapalayam village, Desurajapuram post, Denkanikottai TK, Krishnagiri Dt, 9943323552 | 4175 | Vodafone | Tamil Nadu | GBT
IN-1126802 | MARANDAHALLI (POLICE STATION) | 12.3827 | 78.0028 | G.Saroja,W/o,Gowran,Murthi Saw Mill,Mallapuram Road,Marandahalli Post,mpalakodu Taluk,Dharmapuri-636806, PH-9443637223 | 4216 | Vodafone | Tamil Nadu | GBT
IN-1129663 | THIPPALAM | 12.7034 | 77.8727 | K.Varathangappa,S/o,Kathirappa,therapalli Post,Thippalam,Hosur Taluk,Krishnagiri..Ph-99443-10891 | 4248 | Vodafone | Tamil Nadu | GBT
IN-1124547 | DHARGA STREET | 12.0563 | 78.4748 | M.MOHAMADHUHASEN,ASHOKA SERVICE STATION BACK SIDE,ARUR(TK),DHARMAPURI DT-636903. PH: 9976697728 | 4332 | Vodafone | Tamil Nadu | GBT
IN-1124542 | EB COLONY | 12.394 | 78.0046 | R.GOWRIRAVI,W/O B RAVI,KORAVANDALLI ROAD,SHAW MILL OPP,MARANDAHALLI(PO)PALAKODDU TK,DHARMAPURI-636806.PH:9790342128,04348 234125 | 4336 | Vodafone | Tamil Nadu | GBT
IN-1134877 | VALASUR GOUNDANUR | 12.3555 | 78.3652 | Mr.V.G.Sakkaravarthy, S/o. Mr.Govindasamy, SF No: 197/1, Valasagoundanur Village, Puliyampatti post, pochampalli TK, Krishnagiri DT, 9444733849 | 4368 | Vodafone | Tamil Nadu | GBT
IN-1122212 | HANUMANTHAPURAM(NAMALERI VILLAGE) | 12.4372 | 77.8493 | K.PERIYARAJ,NAMALERI VILLAGE,HANUMANTHAPURAM,IRUTHUKOTTAI,DHENKANIKOTTAI,KRISHNAKIRI.PH.9843079057 | 4374 | Vodafone | Tamil Nadu | GBT
IN-1116159 | NALLAMPALLI | 12.058 | 78.1171 | Mr,N.R.Srinivasans/o,N.T.Raman,1/79,Nallampalli po,Bazaar street, Dharamapuri ph;9443244236 | 4417 | Vodafone | Tamil Nadu | RT Tower
IN-1254839 | MADHAKONDAPALLI | 12.6303 | 77.7333 | A.Nagaraj No:71B,Madhagonda pally(village),Denkani | 4501 | Vodafone | Tamil Nadu | GBT
IN-1113033 | SAPADI ROAD HW | 12.6706 | 77.9727 | Mr.V.Veerpadrappa, New No:288, Sappadi Road, Koneripalli Post, Hosur TKI,Krishangiri DT-635 117/04344-325947/98435-67821 | 4631 | Vodafone | Tamil Nadu | GBT
IN-1083241 | ULLUGUKKAI | 12.5515 | 77.9694 | SF No: 30/2B, Ullagurukai Village, | 4646 | Vodafone | Tamil Nadu | GBT
IN-1107071 | BEERJA PALLI | 12.6398 | 77.9069 | G.Ramamoorthy, SF No: 532/1a, 3/463, Beerja palli, senamavu post, hosur tk, krishnagiri - 635 109, 9751251326 | 4648 | Vodafone | Tamil Nadu | GBT
IN-1107076 | ONNALVADI | 12.6827 | 77.8609 | M.Parvathammal, SF No: 195/3, Onnalavadi village & Post, hosur TK, Krishnagiri - 635 110, 04344-257606 | 4650 | Vodafone | Tamil Nadu | GBT
IN-1107070 | AGGONDAPALLI | 12.6614 | 77.8426 | A.M.Nanjunda reddy, SF No: 780/A1B, Aggondapalli, Achettipalli post, HCF Via, House TK, Krishnagiri - 635 110, 9965830192 | 4652 | Vodafone | Tamil Nadu | GBT
IN-1083259 | ANKINANAPALLI | 12.5378 | 78.4022 | 338/1E9, 3/27, Athimarathupallam | 5121 | Vodafone | Tamil Nadu | GBT
IN-1081325 | SITTERI | 11.8917 | 78.5109 | L.THIRUPPATHI SFNO371-5A2 SITTERY(VILLEGE)PAPPIREDDIPATTY(TK) DHARMAPURI(DT) 9487363275 | 5544 | Vodafone | Tamil Nadu | GBT
IN-1083095 | VENNAMPATTI | 12.2016 | 78.3872 | J.RAVI,VENNAMPATTY,THODDAMPATTY(PO),UTTANGARAI(TK),KRISHNAGIRI(DT),PH:9443779054,9486292293. | 5547 | Vodafone | Tamil Nadu | GBT
IN-1083077 | PULIDIKARAI | 12.2063 | 78.2448 | SALIAH DATES & NURSERY,KRISHNAPURAM(PO),ARIYANKULAM,DHARMAPURI(DT),PH:04342-243567,9442337717,9842660620 | 5548 | Vodafone | Tamil Nadu | GBT
IN-1113409 | CHINNAMPALLI | 12.0061 | 77.9671 | Mrs. M.Radha, No.3/183, Zchinnampalli Village, Chinampalli Post, Pennagaram TK, Dharmapuri District-636705 | 5559 | Vodafone | Tamil Nadu | GBT
IN-1082981 | PGM HOGENEKKAL ROAD | 12.1322 | 77.8913 | J.U.RATHINAM,JAKKAMPATTY,KOOTHAMPADY(PO),PENNAGARAM(TK),DHARMAPURI(DT). | 5570 | Vodafone | Tamil Nadu | GBT
IN-1083131 | OLAPATTI | 12.2962 | 78.4155 | C.GOVINDHAN,S/O,CHINNAPPA NAIDU,OLAPATTY,SALAMARATHUPATTY(PO),UTTANGARAI(TK),KRISHNAGIRI(TK),9751618941. | 5575 | Vodafone | Tamil Nadu | GBT
IN-1108864 | ANCHETTY2 | 12.3545 | 77.7213 | A.R.KUPPAMMAL, W/O B.RAJU MARIYALAM VIL, ANCHETTY POST, DENKANIKOTTAI TK, KRISHNAGIRI PH:9787193399. | 5616 | Vodafone | Tamil Nadu | GBT
IN-1094494 | BATLAPALLI | 12.4972 | 78.3923 | M.PALANIYAMMAL, S.FNO:124/1A, BATLAPALLI PO | 5706 | Vodafone | Tamil Nadu | RT Tower
IN-1113452 | MADHEPALLI | 12.6604 | 78.1749 | C.M.BAYRAKODU,S/O MUNIYAKODU,V.MADEPALLI(PO),KRISHGI(DT)CONTACT PERSON-9787959628. | 5723 | Vodafone | Tamil Nadu | GBT
IN-1083017 | MARIGAMPALLI(KANGALERI) | 12.5186 | 78.1609 | Mr.B.Durai Raj, S/o.Byrappa Gounder, SF No:87/3, Kangaleri, Krishnagiri DT, 94430-93358 | 5727 | Vodafone | Tamil Nadu | GBT
IN-1031736 | TVS FACTORY | 12.7311 | 77.7849 | R. Krishna Moorthy, No.1/288, Rkm Complex, Tvs Main Road, Kothagondapalli Post, Hosur(Tk), Krishnagiri - 635 109. | 6249 | Vodafone | Tamil Nadu | RT Tower
IN-1031732 | ROYAKOTTAIRD | 12.7207 | 77.835 | R.S. SRIDHAR, NO E33, TNHB HUDCO COLONY, RAYAKOTTA ROAD, HOSUR. PH 94436 37691 | 6293 | Vodafone | Tamil Nadu | RT Tower
IN-1031735 | BAGALURRD | 12.7432 | 77.8334 | M.Suresh, S.F.No:101/21, No:3/176, Berigaimain Road, Road, Jeevan Nagar, Near Tata Tower, Belathur Po Bagalur, Hosur Tk, Krishnagiri Dt-635124. | 6306 | Vodafone | Tamil Nadu | RT Tower
IN-1030644 | DHARGA TITAN | 12.7458 | 77.8166 | L. Sakayamartin, S.F.No.627/2A, Back Side Of Broke Band Co., Chinna Elachagiri, Zuzuvadi Village, Hosur Taluk, Krishnagiri - 635 108. | 6309 | Vodafone | Tamil Nadu | GBT
IN-1031278 | EXIDEFACTORY | 12.8373 | 77.7998 | C.M.Chandrasekar Reddy, S.F.No.240/4,Door No.Sevganapally(Po), Chichoorganapally Village, Hosur, Krishnagiri - 635 109. | 6310 | Vodafone | Tamil Nadu | GBT
IN-1031275 | SIKKARIMEDU | 12.5814 | 78.1607 | MR.N.PONNUSAMY, VP DABA BACK SIDE, PERIYA PULIVARI SALAI,PILLAKUPPAM POST, KRISHGIRI DIST. PH 92452723325 | 6313 | Vodafone | Tamil Nadu | GBT
IN-1030586 | INDUR | 12.1344 | 78.0554 | M.Jayavel, S.F.No.663/2A, Indur, Indur Post, Dharmapuri - 636 803. | 6422 | Vodafone | Tamil Nadu | GBT
IN-1231915 | THALANATHAM | 12.0345 | 78.3312 | A.KANDASAMY,S/O ALLAPPA GOUNDER,T.IYYAMPATTI(VIL),THALANATHAM(PO),PAPIRADIPATTI(TK),DHARMAPURI(DT),PIN-635302,PH-04346 317175,9786567088(RAVI),9865697872(KUBARAN). | 7127 | Vodafone | Tamil Nadu | GBT
IN-1231864 | CHELLAKUTAPATTI | 12.3069 | 78.2942 | ATTUKARAN S/O RANGASAMY CHELLAKUTTAPATTI VILL BARUR PO POCHAMPALLI TK KRISHNAGIRI DT.PH.9600294900 | 7132 | Vodafone | Tamil Nadu | GBT
IN-1231866 | DHONNAKUTAHALLI | 12.0126 | 77.8928 | B.RAJAPPAN,S/O,BODI BOYAN,NO.5/50.DHONNAKUTAHALLI VILLAGES. SEDUMPATTI(PO),PENGARAM(TK),DHARMAPURI DISTRICT MOBILE-9751434971 | 7134 | Vodafone | Tamil Nadu | GBT
IN-1231869 | JAKKAMPATTI | 12.1011 | 77.8576 | J.R. RANGASAMY,S/O,RANGI GOUNDER,JAKKAMPATTI VILLAGE,KOOTHAPADI(PO),PENGARAM(TK),DHARMAPURAI DISTRICT PIN-636810 MOBILE-9843078052,9047323678 | 7135 | Vodafone | Tamil Nadu | GBT
IN-1231922 | VEERAMALAI | 12.3388 | 78.3292 | T.SAMARASAM,S/O V.R.THIRUPATHI,PERIKARADIYUR(VIL)&(PO),POCHAMPALLI(TK),KRISHNAGIRI(TK)-635206,PH-9486348380. | 7150 | Vodafone | Tamil Nadu | GBT
IN-1231863 | BOOLANAHALLI | 12.0286 | 78.0581 | M.KRISHNAN,S/O MALLAYAN,SAMI CHETTIPATTI(PO),NALLAMPALLI(VIA),BOOLANAHALLI(TK),DHARMAPURI(DT),PIN-636807,PH-9943048457. | 7153 | Vodafone | Tamil Nadu | GBT
IN-1234981 | BUDANAHALLI | 12.0323 | 78.1419 | Mrs.C.Lakshmi, C.Marimuthu, Mr.C.Murugesan, S/o.Chinnasamy, SF No: 316/4, Uthupallam Village, Bollanahalli post, Dharmapuri TK, Dharmapuri DT - 636 804, 9486086761 | 7154 | Vodafone | Tamil Nadu | GBT
IN-1231862 | BELAMARANALLI | 12.3263 | 77.9855 | T.SOMAN,S/O THACHIYAPPAN@RAMAN,BELAMANAHALLI,THIRUMALVADI(PO),PALOCODE(TK),DHARMAPURI(DT),PH-9787441632. | 7164 | Vodafone | Tamil Nadu | GBT
IN-1231868 | GANDANAHALLI | 12.3632 | 77.964 | V.RAJAPPAN,S/O VENKATACHALAM,SASTRI MUTLI(VIL),GANDANAHALLI,MARANDAHALLI(VIA),PALOCODE(TK),DHARMAPURI(DT),PH-9047901700. | 7166 | Vodafone | Tamil Nadu | GBT
IN-1235030 | KETTAMHALLI | 12.2467 | 78.0555 | G.L.Rangan, s/o. Lakshmana gounder, SF No: 253/6A-1, Kittanahalli village, kittanahalli post, pennagaram TK, Dharmapuri dt - 636809, 9442448268 | 7169 | Vodafone | Tamil Nadu | GBT
IN-1234976 | ACHUBALU | 12.5862 | 77.6059 | M.Sampangi ramaiah, S/o.Mr.Madhappa, SF No: 5/2, Achubalam village, Achubalam post, Denkanikottai tk, krishnagiri DT-632105, 04347-294105, 9486239229 | 7176 | Vodafone | Tamil Nadu | GBT
IN-1231859 | ANNIYALAYAM | 12.5515 | 77.7455 | G.VENKATARAMANAPPA,S/O GOPALAPPA,NO 1/133,ANNIYALAM VILLAGE &PO,DENKANIKOTTAI (TK),KRISHNAGIRI DISTRICT. 635107 PH-9245775040,971513766 | 7177 | Vodafone | Tamil Nadu | GBT
IN-1233250 | MOONGILERI | 12.2007 | 78.5078 | M.N.TEERTHA GIRI GOUNDER,S/O NALATHA GOUNDER,MOONGILERI,KEEL KUPAM (PO),UTHANGARAI(TK),KRISHNAGIRI(DT),9788087093. | 7281 | Vodafone | Tamil Nadu | GBT
IN-1233294 | MADAKKAL | 12.4208 | 77.6644 | V.Sikkamma, W/o.Venkatagoudu, SF No: 95/2, Madakkal village, T.Solagundal post, Denkanikottai TK, Krishnagiri Dt - 635 118, 9986333778 | 7294 | Vodafone | Tamil Nadu | GBT
IN-1233255 | PADAVANUR RAILWAY GATE | 12.2834 | 78.46 | Mrs.N.Nallamal, W/o.Natchiyappa, SF No: 53/1B1, 1B3, 1B & 54/1B1, Padavanur village, salamarathupatti post, Uthangarai TK, Krishnagiri DT-635304, 94432-18530, 99432-61290 | 7305 | Vodafone | Tamil Nadu | GBT
IN-1254704 | AVALAPALLI | 12.7624 | 77.8824 | M.ELLAMMA W/O MUNISAMY REDDY S.F.NO.81/4B THATTIGANAPALLI VILLAGE MUTHALI POST HOSUR TK KRISHNAGIRI DT.635109 PH.9751378049 | 7378 | Vodafone | Tamil Nadu | GBT
IN-1231889 | NERUPUR | 11.9626 | 77.7809 | K.TAMILARASAN,S/O KRISHAN,NO.317,NERUPUR VILLAGE & PO,NAGAMARAI VALI, PENAGARAM (T.K),DHARMAPURI DISTRICT-636810 MOBILE-9786334431 ,04342258684. | 7503 | Vodafone | Tamil Nadu | GBT
IN-1246722 | BAIRANATHAM | 11.944 | 78.302 | Mr.E.Govindaraj, S/o.Ellappanaidu, SF No:42/2, baiyarnatham village, baiyarnatham post, pappireddipatti tk, Dharmapuri DT-636905, 94428-73244 | 7731 | Vodafone | Tamil Nadu | GBT
IN-1245401 | PUDUPATTI | 11.963 | 78.4169 | Mrs.S.LALITHA,W/O.C.RAMAN,H.PUDUPATTY VILLAGE AND POST,PAPPIREDDY PATTY TALUK,DHARMAPURI-636905,MOBILE-9443464189 | 7738 | Vodafone | Tamil Nadu | GBT
IN-1245464 | B.AGRAHARAM | 12.2215 | 78.3849 | Mrs.K.Neelavathi, W/o.Kulandai gounder, SF no: 141/3, sub division SF No: 141/3C3, 175, pallampatti, Thiruvanapatti post, Harur TK, Dharmapuri DT-635304, 99432-72905, 97510-83122 | 7756 | Vodafone | Tamil Nadu | GBT
IN-1245463 | GANGAPIRAMPATTY | 12.3077 | 78.5388 | Mr.MURALI,S/O.DHARMARAJAN,GANAGAPIRANPATTY VILLAGE,VAPPARAPATTI,KRISHNAGIRI Dt-635207,MOBILE-9843828431 | 7757 | Vodafone | Tamil Nadu | GBT
IN-1245462 | KUNNATHUR | 12.3478 | 78.5119 | Mr.VIJAYANAND,SAKTHI BALAJI & MANI KANDAN S/O.GAJENDRAN,KUNATHOOR VILLAGE AND POST,UTHANGARAI TALUK,DHARMAPURI,MOBILE-9345788004 | 7758 | Vodafone | Tamil Nadu | GBT
IN-1245751 | ATHIMUGAM | 12.7547 | 77.9746 | Mr.P.V.Sridhar, S/o.Venkataramanappa, SF No:119/1A, Athimugam village, Athimugam post,Hosur tk, krishnagiri Dt., 09845554142 | 7768 | Vodafone | Tamil Nadu | GBT
IN-1247270 | THATHAMPATTY | 11.9856 | 78.4659 | Mr.N.Venkatesan, S/o.Murugesan, S.F.No.292/12, Pethathampatti Village, Pethathampatti Post, Pappireddypatty TK,Dharmapuri District.636903. | 7773 | Vodafone | Tamil Nadu | GBT
IN-1253575 | THEERTHAM | 12.7637 | 78.1148 | N.Nagaraj, S/o.Nethappa, SFNo:57/1A2C, Theertham village, Balanapalli post, Krishnagiri DT-635121, 04343-247253, 94884-17154 | 7777 | Vodafone | Tamil Nadu | GBT
IN-1246789 | AGARAM | 12.5222 | 78.1234 | C.Krishnan, S/o.Chinnanppan, S.F.Nos.137/5B,137/5D,137/7D,137/7C, Ittikal Agaram Village,Ittikal Agaram Post,Krishnagiri TK, Krishnagiri District.635122.Ph.9843637800. | 7830 | Vodafone | Tamil Nadu | GBT
IN-1246791 | K.MORUR | 11.9506 | 78.2091 | Mrs.G.Indirani, W/o.Govindaraj,S.F.No.94/1, K.Morur Village & Post, Omalur TK,Salem District., | 7832 | Vodafone | Tamil Nadu | GBT
IN-1246794 | GOPINATHAMPATTI | 12.13 | 78.339 | Mr.V.Janakiraman, S/o.Mr.G.P.Venkatesn, SF No:217/10, Gopinathampatti village, Morappur, Dharmapuri Dt-635305, | 7836 | Vodafone | Tamil Nadu | GBT
IN-1258160 | KOLATTI | 12.4401 | 77.7946 | Mr.C.Veerabathran, S/o.Chikkanna, S.F.No.69/2/ Kolatti Village, Dharmapuri District.635 107.Ph.94421-29389. | 9662 | Vodafone | Tamil Nadu | GBT
IN-1260355 | GOLLAPALLI | 12.5778 | 78.3474 | R.Ramachandran, S/o.Ramasamy, SF No:642/1A, Chinna Karakuppam village, Emakalnatham post, Krishnagiri-635104, 97869-14184 | 9874 | Vodafone | Tamil Nadu | GBT
IN-1268082 | CHINNAELLASAGIRI | 12.7587 | 77.822 | Mrs G Pavithra, W/o.V Harish Reddy, | 10493 | Vodafone | Tamil Nadu | RT Pole
IN-1086036 | ACHETTIPALLI | 12.6746 | 77.8252 | K.NAGAPOOSANA REDDY,S/O.KOTTA REDDY,NO:1/229,ACHETTIPALLI(V)(P),HOSUR(Tk),KRISHNAGIRI(Dt),PIN:635110,PH:9245231888. | ACHET1 | Airtel | Tamil Nadu | GBT
IN-1079156 | ACHALVADI | 12.0046 | 78.4959 | Survey No:35/6B situated at Achalvadi Village & post, | ACLVD1 | Airtel | Tamil Nadu | GBT
IN-1060345 | ADAGAPADI | 12.1444 | 78.0958 | MRS.K.KALAIAMMAL,W/O.KALLI,NEAR BUS STOP,ADAGAPADI POST,DHARMAPURI TALUK,DHARMAPURI DIST.-636803,PH:04342-325907/94428-78569 | ADGPD1 | Airtel | Tamil Nadu | GBT
IN-1086038 | ANDIHALLI | 12.2113 | 78.2203 | N.MURUGAN,S/O.NANJAPPA,ANDIHALLI(V),NAYAKANKOTTAI(P),DHARMAPURI(Tk)(Dt),PH:9943031927. | ADHLI1 | Airtel | Tamil Nadu | GBT
IN-1252546 | ADIYAMANKOTTAI | 12.0768 | 78.123 | Mr.K.Govindhan, S/o.Kuppan, Adhiyaman kottai village, Behind raman temple, Dharmapuri-636807, | ADMKT1 | Airtel | Tamil Nadu | GBT
IN-1059527 | AGASIPALLI | 12.5116 | 78.2236 | V.Venkataraman, Sf No: 97/1F, 3/249, Kanakamuttulu, Agasipalli Village, Krishnagiri Dt-635 001. Ph: 94436-32601, 098717-36135 | AGPLI1 | Airtel | Tamil Nadu | GBT
IN-1126652 | A.MALLAPURAM (REPEATER) | 12.3556 | 78.0113 | A.MALAPURAM POST PALAKODU TALUK | AMLPM1 | Airtel | Tamil Nadu | GBT
IN-1059876 | ANANDAVADI | 12.2566 | 78.6603 | MR. T. GOVINDARAJ, NO.26/1A1, ANANDAVADI, ARASANGANI POST, CHENGAM POST, THIRUVANNAMALAI DIST - 606 703 | ANAND1 | Airtel | Tamil Nadu | GBT
IN-1079239 | ANNAMALAIHALLI | 12.0119 | 78.4243 | Survey No:98/2B, situated at Annamalaihalli Village, Jammanahalli Post | ANNAM1 | Airtel | Tamil Nadu | GBT
IN-1269061 | ANTHIVADI | 12.712 | 77.8021 | M SRINIVASAN S/O MUNIAPPA S F NO 596/1 596/2 | ANTVD1 | Airtel | Tamil Nadu | GBT
IN-1239307 | ATHINATHAM | 12.2964 | 77.6465 | Mr.C.Ruthrappa, S/o.Chennamalaiya, S.F.No.552/10, Athinatham Village, Kottaiyur Post, Denkaikottai TK, Krishnagiri 635102.Ph.90470-69311, | ATINM1 | Airtel | Tamil Nadu | GBT
IN-1062317 | AVALAPALLI HUDCO | 12.7452 | 77.834 | MRS.N.YASOTHAMMAL,S.F.NO.712,NO.2/905,LAKSHMI COMPLEX,OPP.TO NGGO.COLOLY,AVALAPALLI,BAGALUR ROAD,HOSUR,KRISHGIRI DIST.-635 109.PH:94433-43419 | AVLPL1 | Airtel | Tamil Nadu | RT Tower
IN-1060580 | AVALAPALLI | 12.7708 | 77.8588 | MR.N.VENKATAPPA,S/O.NANJAPPA,SF.NO.161/1B/4161/2B,AVALAPALLI POST,HOSUR TALUK,KRISHNAGIRI DIST.-635125.PH:04344-291361 | AVLPL3 | Airtel | Tamil Nadu | GBT
IN-1252552 | BODICHIPALLI | 12.6116 | 77.8674 | Miss.S.Kalaimathy, W/o.Subramani, SF No:133, Bodichipalli village & Post, Denkanikottai TK, Krishnagiri DT - 635113, | BDCPL1 | Airtel | Tamil Nadu | GBT
IN-1072187 | BENDARAHALLI | 12.265 | 78.3215 | SHANMUGASUNDRAM,S/O NAGULAN,DONO:2/115,BENDARAHALLI VILL,POCHAMPALLI T.K,KRISHNAGIRI D.T.PHN:9976413722. | BDHLI1 | Airtel | Tamil Nadu | GBT
IN-1253005 | BODINAYAKANPATTI | 12.1068 | 78.3813 | Mrs.Mageswari, W/o.C.Ravikumar, SF No:48/1B, Bodinayakanpatti village, Harur TK, Dharmapuri DT-, | BDKPT1 | Airtel | Tamil Nadu | GBT
IN-1061088 | BERIGAI | 12.8075 | 77.9644 | MR.V.RAGAVENDRA,S/O.B.M.VENKATESHAPPA,SF.NO.148/2,HOSUR MAIN ROAD,NEXT TO KPK CIVIL SERVICES,BERIGAI,KRISHNAGIRI DIST.-635105.PH:99658-26626 | BERGI1 | Airtel | Tamil Nadu | GBT
IN-1251733 | BEGIRAI | 12.806 | 77.9721 | Mr.R.Sampangiraman, S/o.Venkatesan Naidu, D.No.2/300A, Theertham Main Road, Berigai, Hosur TK, Krishnagiri 635 108. | BERGI2 | Airtel | Tamil Nadu | RT Tower
IN-1060271 | BEGARHALLI | 12.2593 | 78.1497 | MR.R.SAMPATH,SF.NO.185/4D2,NO.2/52,BSNL OFFICE OPPOSITE,BEGARAHALL POST,PALACODE TALUK,DHARMAPUR DIST.-636 808. | BGHLI1 | Airtel | Tamil Nadu | GBT
IN-1251772 | BAGALUR | 12.8307 | 77.8657 | Mr.V.Laxmanan, S/o.Venkatagiriyappa, Old SF No:70/4, new SF no:332/2 & 332/3, Situated at 1/101, B.Sarjabur road, Opp DCC bank, Bangalore Road, Bagalur post, Hosur TK,Krishnagiri DT,9486342482 | BGLUR2 | Airtel | Tamil Nadu | RT Tower
IN-1106598 | BIKKANAPALLI | 12.58 | 78.0833 | B.SAMRAJ,S/O.BOLLAI GOUNDER,BIKKANAPALLI(V),MELMALAI(P),HOSUR(Tk),KRISHNAGIRI(Dt),PH:9787146049. | BKKNP1 | Airtel | Tamil Nadu | GBT
IN-1106730 | BALAJANGAMANAHALLI | 12.0663 | 78.0836 | K.PAPATHIAMMAL,W/O,KRISHNAN,NALLAMPALLI VIA,BALAJANGAMANAALLI,DHARMAPURI TALUK,DHARMAPURI-636807..PH-94434-28557 | BLHLI1 | Airtel | Tamil Nadu | GBT
IN-1061087 | BALEKULI | 12.4131 | 78.2811 | MR.R.PURUSHOTHAMAN, S/O.RAMAN, SF.NO.370/26, KOTTAVOOR, BALEGULI VILLAGE & POST, NAGARASAM PATTI, KRISHNAGIRI DIST - 635 204. PH: 94429 46102 | BLKLI1 | Airtel | Tamil Nadu | GBT
IN-1059790 | BILLA KOTAI | 12.4475 | 78.3554 | MR.P.MUNIYAPPAN,SF.NO.1084 /1& 1086/2,BILRUDAIYAN KOTTAI,THOGARAPALLI POST,THOGARAPALLI,KRISHGIRI DIST.-635 203.PH:94428-25063 | BLLKO1 | Airtel | Tamil Nadu | GBT
IN-1106622 | BALAMPALLI | 12.5601 | 78.1005 | M.VENGATESAN,S/O,MARIAPPAN,OTTAPATTI VILLAGE,ENNAKOL PUTHU POST,KRISHNAGIRI TALUK & DISTRICT-635122,PH-98435-55681 | BLMPL1 | Airtel | Tamil Nadu | GBT
IN-1106607 | BALLAPALLI | 12.5394 | 77.7 | APPU REDDY,S/O NJA REDDY,DEVARAULAKA MANGALAM,BALL PALLI PO & VILL,DENKANNIKOTTTAI TK,KRISHGIRI DT,PH 9865367121. | BLPLI1 | Airtel | Tamil Nadu | GBT
IN-1127315 | BALETHOTTAM | 12.3278 | 78.4046 | Mrs.N.Chellammal,W/O.Nadeshan,Sf.No.288/1,Balethottam Post, | BLTHM1 | Airtel | Tamil Nadu | GBT
IN-1254284 | BOMMANDAPALLI | 12.7141 | 77.7785 | Mr.C.Ramachandra reddy, S/o.Chenna reddy, SF No:597, No:1/97, bommandaooku via, Koothagoundapalli post, Hosur TK, Krishnagiri DT-635110, 9698422215, | BMDPL1 | Airtel | Tamil Nadu | GBT
IN-1231982 | BANDHARAHALLI | 12.2743 | 78.2512 | T.KRISHMOORTHY S/OTHIRUPATHI NO158GIRIKHANKOTTAI ,BANDHARAHALLI PALAKODU TALUK DHARMAPURI 635111,PH 9843408696 | BNDRA1 | Airtel | Tamil Nadu | GBT
IN-1060403 | BANNIHALLI | 12.5522 | 78.1801 | MRS.PARIMALLAM,S/O.MUNNIYAPPAN,SF.135/4L,BANNIHALLI,RAMAPURAM POST,KRISHNAGIRI DIST.-635115.PH:99448 03370 | BNHLI1 | Airtel | Tamil Nadu | GBT
IN-1252640 | BOMMIDI | 11.9692 | 78.269 | Mr.R.Murugan, S/o.Rathinasabapathy, SF No:105/1B3, B.Thurinjipatti post, Pappireddipatti tk, Dharmapuri - 635301, | BOMDI1 | Airtel | Tamil Nadu | GBT
IN-1060856 | BALAN LAND | 12.5447 | 78.3597 | BALAN LAND ,SE-NO 469/1A,CHIN BARGUR ROAD, BARGUR. | BRGR1 | Airtel | Tamil Nadu | GBT
IN-1106913 | BAIRAMANGALAM | 12.6495 | 77.8595 | Mr.K.V.Girish, Survey No:536/A2, Situated at Byramangalam Village, & Post, Dekinikottai Taluk, Krishnagiri District - 635113. PH: 9942424563 & 09343435079 | BRMGM1 | Airtel | Tamil Nadu | GBT
IN-1060857 | BERANDAPALLI | 12.7103 | 77.8987 | Existing Microwave Repeater Site, Berandapalli | BRPLI1 | Airtel | Tamil Nadu | GBT
IN-1083264 | BUKKASAGARAM | 12.7244 | 77.9343 | V.ramappa,s/o.venkataswamy,no:121,bukkasagaram(v) | BUKRM1 | Airtel | Tamil Nadu | GBT
IN-1252545 | CD BETTAM | 12.4182 | 78.0202 | Mr.V.Govindaraj, S/o.Venkataraman, SF No:69/C3B, CD bettam post, Palacode TK, Dharmapuri - 636806, | CDBTM1 | Airtel | Tamil Nadu | GBT
IN-1246223 | CHINNAGOUNDANPUDUR | 11.966 | 78.2083 | Mrs.N.Sarasu, W/o.K.Nadarajan, SF No:4/1, no:2/5F, k.morur village, K.morur post, Omalur TK, salem Dt-636354, 9042055914, 094290293644 | CGDPR1 | Airtel | Tamil Nadu | GBT
IN-1060560 | CHENNATHUR | 12.7018 | 77.8607 | MR.M.CHANDRAPPA,S/O.MUNIVEERA REDDY,SF.NO.201,NEAR WATER TANK,CHENNATHUR VILLAGE AND POST,HOSUR TALUK,KRISHNAGIRI DIST.-635109.PH:9944070288/9944069980 | CHNTR1 | Airtel | Tamil Nadu | GBT
IN-1076931 | CHINNAMATTARAPALLI | 12.6029 | 78.3185 | Mr.V.Rami naidu, Resurvey No:23,23/1, situated at Chinnamattarapalli village, Chinnamattarapalli post | CNTPL1 | Airtel | Tamil Nadu | GBT
IN-1106894 | CHAPARTHI | 12.4142 | 78.1458 | A.ARUNAGIRI,S/O.ANNAMALAI GOUNDER,NO:53/1,CHAPARTHI(V)(P),KAVERIPATTINAM(Via),KRISHNAGIRI(Tk)(Dt),PIN:635106,PH:9443696723. | CPRTH1 | Airtel | Tamil Nadu | GBT
IN-1072819 | DAMODARHALLI | 12.3172 | 78.2596 | MRS.M.SARADHA,W/O.MANICKAM,SF.NO.280/1A,SADINAYAKKAMPATTI VILLAGE,DAMODHARAHALLI POST,PANNADUR VIA.,POCHAMPALLI TALUK,KRISHNAGIRI DIST.-635123.PH:04341-251454 | DAMDR1 | Airtel | Tamil Nadu | GBT
IN-1106948 | DHANDHUKARANHALLI | 12.3451 | 78.0965 | NVALARMATHI W/O THARAJAN THANDHUKARANHALLI STREET,DHANDHUKARANHALLI PALAKODU T.K DHARMAPURI DIST ,PH 924591748 | DDKRH1 | Airtel | Tamil Nadu | GBT
IN-1060065 | DEMROAD | 12.4641 | 78.2153 | MR.MATHAPPAN,S.NO.329/1A,SAGADEVANKOTTAI,SOONDEKUPPAMPOST,DAMROAD,KRISHNAGIRI-TK,KRISHNAGIRIDIST-635101.PH:9942509550 | DMRD1 | Airtel | Tamil Nadu | GBT
IN-1062005 | DENKANKOTAI | 12.5263 | 77.7899 | MR.GANESH, VENKATESHWAR LODGE, NEAR BUS STAND, DENKANIKOTTAI, PH-9842323206 | DNKTI1 | Airtel | Tamil Nadu | RT Tower
IN-1061398 | VM MOTOR SPARES CENTER BUILDING | 12.1111 | 78.1528 | Vm Motor Spares Center Building, Near Balaji Book Center, Salem Main Road, Lakkiampatty. | DPI01 | Airtel | Tamil Nadu | RT Tower
IN-1061399 | HOTEL SRI RAMA LODGE | 12.1256 | 78.1581 | Hotel Sri Rama Lodge, Nethaji Byepass Road, Dharmapuri | DPI02 | Airtel | Tamil Nadu | RT Tower
IN-1061400 | ATHIYAMAN ENTERPRISES PVT LTD | 12.1358 | 78.1608 | Athiyaman Enterprises Pvt Ltd# 102, Bye-Pass Road, Dharmapuri | DPI03 | Airtel | Tamil Nadu | RT Tower
IN-1061401 | SAIRAM BUILDING | 12.1314 | 78.1653 | SAIRAM BUILDING,# 87, KANDASAMY VATHIYAR STREET, DHARMAPURI | DPI04 | Airtel | Tamil Nadu | RT Tower
IN-1061402 | KUMARAN KALYANA MANDAPAM | 12.1397 | 78.1662 | Kumaran Kalyana Mandapam# 13, Ibrahim Street, Kottai Kovil Street, Sandhai Pettai, Dharmapuri | DPI05 | Airtel | Tamil Nadu | RT Tower
IN-1059110 | COLLECTOR OFFICE / ARTS COLLEGE | 12.1034 | 78.1486 | S.Munusamy , Sf No: 316, 361/79 B1, No: 5/688, Nagappa Gounder Street, Illakiyam Patti, Dharmapuri - 6367105 / 04342-233188 | DPI06 | Airtel | Tamil Nadu | GBT
IN-1062612 | WEAVERSCOLONY | 12.1301 | 78.1572 | MRS.T.V.MANIMEGALAI,W/O.K.THIRUNAVUKARASU,TMK COMPLEX,31-A,SECOND STREET,WEAVERS COLONY,DHARMAPURI-636701.PH:9443241360 | DPI08 | Airtel | Tamil Nadu | RT Tower
IN-1060005 | NEWCOLONY | 12.1215 | 78.152 | MR.M.SUBRAMANIYAM,S.NO.541&541/140NO.3/1389,NEW COLONY,KUMARASAMYPETTAI POST,DHARMAPURI-636703,PH:04342-284801 | DPI09 | Airtel | Tamil Nadu | GBT
IN-1060135 | OKENKKAL ROAD | 12.139 | 78.1481 | MRS.K.SELVARASI,W/O.GOVINDARAJ,SF.NO.333/2,2A,VELLA GOUNDAEN PALAYAM,DHARMAPURI TO OKKANAKKAL ROAD,DHARMAPURI DIST.-636 702.PH:04342-260473 | DPI11 | Airtel | Tamil Nadu | GBT
IN-1062626 | SIPCOT | 12.096 | 78.1389 | MRS.V.UMA,S.NO.460,R.S.NO.SRISAKTHIDEPARTMENTALSTORES,SALEMMAIN ROAD,NEARIOB,ODAPATTI,DHARMAPURI DIST-636701,PH:04342-267959 | DPI12 | Airtel | Tamil Nadu | RT Tower
IN-1082211 | DERIPALLI | 12.7173 | 77.9686 | V.Mallaiya S/o Venkatapathy No:116 | DRPLI1 | Airtel | Tamil Nadu | GBT
IN-1246704 | DASAMPATTI | 12.25 | 78.4422 | M.Rajadurai, S/o.Munirathinam,S.F.No.41/3A, Kalaimagal Agro Service Backside, Uthangarai Main Road,Panamarathupatty (Kallavi)Village, Kallavi Post,Uthankarai TK, Krishnagiri District.635304. 90095168137 | DSMPT1 | Airtel | Tamil Nadu | GBT
IN-1077929 | EATTIPATTI | 12.0791 | 78.4512 | Mrs.S.Puspha, Survey No:33/13A,33/13B, & 33/13D Situated at Eattipatty Village, | EATTI1 | Airtel | Tamil Nadu | GBT
IN-1232066 | YEELAGIRI | 12.0411 | 78.0682 | K.PERUMA,1/44,ELAGIRI POST & VILLAGE,NALLAMPALLI U | ELGIR1 | Airtel | Tamil Nadu | GBT
IN-1106988 | ETTIPATTI | 12.1809 | 78.6054 | B.BABU,S/O.BASHEER,NO-164/1, ETTIPATTI-VILL,DUPATTI -PO,UTHANGARAI-TK,KRISHAGIRI -DT,PH-9486171150,9361496869 | ETPTI1 | Airtel | Tamil Nadu | GBT
IN-1112962 | PALANIAPPA STREET | 12.8359 | 78.05 | RAMAKRISHN S/O-PAPPUCHETTI, GEDALANDOOD(VILLAGE), GUDISADANPALI(PO), HOSUR(TK), KRISHGIRI(DISTRICT) PH:09901090906 | GDLND1 | Airtel | Tamil Nadu | GBT
IN-1076959 | GANDEVANAPALLI | 12.4581 | 77.7492 | Mrs.K.Beeramma, Survey No:394/1E, situated at Gangadevanapatty, | GDPLI1 | Airtel | Tamil Nadu | GBT
IN-1060612 | GUNDALAPATTI | 12.4373 | 78.1993 | MR.S.MUNIYAPPAN,S/O.SIVALINGAM,SF.NO.120/6,GUNDALAPATTI VILAGE AND POST,KRISHGIRI DIST.-635101.PH:93449-56569 | GDPTI1 | Airtel | Tamil Nadu | GBT
IN-1059402 | GUNDARPALLI | 12.5613 | 78.1793 | Open Land Of Mr. T. Saravanan, S/O. Mr. Tirupachi, Near Jayalaxmi Workshop, Gundarpalli Cross Road, Gundarpalli, Ramapuram Post. Krishnagiri Dist. Ph-04343-242489,98653-39347 (Nh 7 (Between Krishnagi | GNDPL1 | Airtel | Tamil Nadu | GBT
IN-1106650 | GOOLIAM | 12.5686 | 78.1167 | K.GOVINDASAMY,S/O,KUPPUSAMY,ENGOAL PUDUR POST,AMBALAKATTU VILLAGE,KRISHGIRI TALUK,KRISHGIRI-635122..PH-98431-15564,99437-12246,97879-59548 | GOOLI1 | Airtel | Tamil Nadu | GBT
IN-1117572 | GOPANAPALLI | 12.6503 | 77.7959 | V.KAMALAESH,S/O.VENKATASWAM REDDY,NO:2/43,GOPAPALLI(V)(P),HOSUR(TK),KRISHGIRI(DT),PH:9443041424. | GOPNP1 | Airtel | Tamil Nadu | GBT
IN-1107051 | GUTTUR | 12.4438 | 78.4208 | MASILAMANI,S/O.NAGAPPAN, GUDDUR-VILL,AMBALLI-PO,KRISHANAGIRI-DT,9865307802 | GTTUR1 | Airtel | Tamil Nadu | GBT
IN-1076817 | GUNDALAANOOR | 12.4644 | 78.3862 | Mr.M.Thimmarayan, Survey no;239/9C | GUNDA1 | Airtel | Tamil Nadu | GBT
IN-1086071 | GUTUR | 12.4194 | 78.2493 | C.CHINNATHAMBI,S/O.CHINNAPAIYAN,NO:2/85,GUTUR(V),SOWDAVALLI(P),KRISHNAGIRI(Tk)(Dt),PH:04343-320605. | GUTUR1 | Airtel | Tamil Nadu | GBT
IN-1240773 | GURUVINAYANAPALLI | 12.6285 | 78.3255 | Mohammed kasim, S/o.Mr.Masthan, SF No: 169/12C, Guruvinayana palli village, Guruvinayana palli post, kuppam via, krishnagiri tk, krishnagiri dt - 635120, 9659147283 | GVPLI1 | Airtel | Tamil Nadu | GBT
IN-1083272 | GOWTHALAM | 12.5686 | 77.8316 | R.Nagaratu,s/o ramappa,no 2/70,main road,kowthalam vill | GWTHM1 | Airtel | Tamil Nadu | GBT
IN-1077965 | H..AGRAHARAM | 12.1058 | 78.4516 | Mr.K.Thukkapadi S/O.Mr.Kullu Gounder , Survey No.28/1C Situated at H.Agraharam Village | HAHRN1 | Airtel | Tamil Nadu | GBT
IN-1073453 | HANUMANTHAPURAM | 12.3338 | 78.1257 | C.Ramesh Kumar, 63/6, Hanumandhapuram Village, Palakodu Taluk, Hanumanandhapuram, Sri venkateswara Rice mill, Dharmapuri-636808 | HANR1 | Airtel | Tamil Nadu | GBT
IN-1061439 | HARUR | 12.0519 | 78.4826 | Mr. Elangu , Kamachi Furniture Buliding, Masjid Street, Harur | HRUR1 | Airtel | Tamil Nadu | RT Tower
IN-1060886 | HARUR | 12.0575 | 78.4781 | Open Land , Mr Ravi 10/125, Tirvika Nagar, Harur Ph 04346-220454 | HRUR2 | Airtel | Tamil Nadu | GBT
IN-1060234 | MUTHU COLLEGE | 12.042 | 78.4952 | MR.K.SARAVANA RAJ,S/O.MR.KADIRESAN,SF.NO.237/1C,NO.198,VADIYAR THOTTOM,MUTHU GOUNDER COLONY,HARUR TALUK,DHARMAPURI DIST-636 903i,Ph No-9443381555 | HRUR3 | Airtel | Tamil Nadu | GBT
IN-1106703 | HOSAPPURAM | 12.6214 | 77.8167 | MR.M.DHORUPALLIMUNIYAPPA,S/O.MUNIYAPPA.SF.NO.64/7,J.KARAPPALI POST,DEKINIKOTTAI TALUK,KRISHNAGIRI DIST-635 113-PH-98654 58996 | HSPRM1 | Airtel | Tamil Nadu | GBT
IN-1061441 | MURALI CATERING BUILDING | 12.73 | 77.8277 | MURALI CATERING BUILDING,OPP TO BALAJI THEATRE,TALUK OFFICE MAIN ROAD,HOSUR. | HSR03 | Airtel | Tamil Nadu | RT Tower
IN-1061442 | K.S.COMPLEX | 12.7242 | 77.8324 | K.S.Complex, New Temple Land Hudco, Rayakkotta Main Road, Hosur. | HSR04 | Airtel | Tamil Nadu | RT Tower
IN-1062270 | BAGALUR ROAD | 12.7379 | 77.8319 | RESURVEY (L.T.MAHALAKSHMI,ABIRAMI AUTOCADD SERVICES,12-3,RAJEEV GAR,B.ROAD,HOSUR. 9942143162 LATLONG: 12 44 18.5 77 49 57.1 ) | HSR05 | Airtel | Tamil Nadu | RT Tower
IN-1060887 | SIPCOT I LAND | 12.7647 | 77.7903 | Plot Near Ashok Layland, Overhead Tank No:6, Near Layland Compount Wall , Hosur - 635 109 | HSR06 | Airtel | Tamil Nadu | GBT
IN-1060888 | SIPCOT I LAND | 12.7624 | 77.8031 | Sipcot Land, Pump Room No:25 , Opp To Pan Electronics, Badderpalli Road, Sipcot Phase1 | HSR09 | Airtel | Tamil Nadu | GBT
IN-1061445 | K.C MUNIRAU BUILDING | 12.7319 | 77.8169 | K.C Munirau Building,17//F Ganapathy Nagar, Near 7Th Day School, Hosur | HSR10 | Airtel | Tamil Nadu | RT Tower
IN-1061446 | RAILWAY STATION | 12.7192 | 77.8218 | Sri Balaji Complex,Thenkankotta Road,105,Opp To Railway Station,Nehru Nagar,Hosur,Ph-9443243287 | HSR11 | Airtel | Tamil Nadu | RT Tower
IN-1059944 | SIPCOT PHASE-II | 12.7236 | 77.8731 | M/S.SANTHI,THERMO TRADERS (P) LTD.S.NO:106-110 PART,LOT NO:72,B SIPCOT PHASE 2,HOSUR,KRISHGIRI DT-635109.PH:04344-260827. | HSR12 | Airtel | Tamil Nadu | GBT
IN-1062356 | BASTHI | 12.746 | 77.8385 | Mr.N.Goopalliappa,S.F.No.763,Old No.2/1125,New No.2/275,Raghavendra Colony,Hosur,Krishnagiri Dist.-635 125. | HSR13 | Airtel | Tamil Nadu | RT Tower
IN-1122917 | DARGAH | 12.7446 | 77.8124 | MRS.RAJAD.PATEL,MRS.BHAVAN.PATEL,MRS.KALPAS.PATEL,SFNO:347/3&354/1A2,NO:A-40,SIPCOT,HOUSING COLONY,HOSUR,KRISHGIRIDT-635126,94433-66855 | HSR14 | Airtel | Tamil Nadu | RT Tower
IN-1062416 | OLD ASTC HUDCO | 12.7353 | 77.8195 | MRS.A.KHAMAR TAJ, S.F.NO.397 PART, DOOR NO.HIG - 13&14, OLD ASTC HUDCO, PHASE NO.12, TNHB, HOSUR, KRISHGIRI DIST - 635 109. PH: 94437 78941 | HSR15 | Airtel | Tamil Nadu | RT Tower
IN-1062341 | RAJESHWARI LAYOUT | 12.7732 | 77.7979 | Mr.M.R.Rajamanickam,Sf.No.44/2,No.564,Rajeswari Layout,Opp.To Rajasurya Industriyal Unit No.2,Begepalli Village,Hosur,Dharmapuri Dist.-635 126.Ph:94430-57504(Remarks:Site Is In Sriram Lodge Building) | HSR16 | Airtel | Tamil Nadu | RT Tower
IN-1062271 | TVS NAGAR | 12.72 | 77.8093 | MR.J.HARIPRASAD,S.F.NO.632/2B,35/16,OPP.TO TVS GAR,HIVE COMPUTER BUILDING,THALI ROAD,HOSUR,DHARMAPURI DIST.-635 110.PH:93606-98510. | HSR17 | Airtel | Tamil Nadu | RT Tower
IN-1062319 | ASALANATHAM | 12.7333 | 77.8397 | Mr.Gopal Reddy,S.F.No.1173/3,Ram Blue Metal Building,Flat No.77,Alasanatham,Hosur,Krishnagiri Dist.-635 109.Ph:93623-10300 | HSR18 | Airtel | Tamil Nadu | RT Tower
IN-1062440 | PERIYAR NAGAR | 12.7232 | 77.8253 | T.GARATHI, W/O MR.THIPPAREDDY, NO:70, PERIYAR GAR, RAILWAY STATION ROAD, HOSUR, KRISHGIRI DIST - 635109 PH:94860 70083.Q | HSR19 | Airtel | Tamil Nadu | RT Tower
IN-1062681 | BAGALURMAIN ROAD | 12.7344 | 77.8294 | MR.VENUGOPAL,SURVEYNO,6/1A/4,T.S.NO.743/1B&1C,WARDNO.3,NO.66/P1,BAGALURMAIN ROAD,VM COMPLEX,HOSUR,KRISHGIRI DIST-635109,PH:9443511716Q | HSR21 | Airtel | Tamil Nadu | RT Tower
IN-1060226 | GANDHI NAGAR | 12.7157 | 77.8803 | MRS.G.LAKSHMI,W/O.MR.SR.GOVINDARAJAN,SF.NO.54/1A,NO.54/1,THORAPALLI AGRAHARAM VILLAGE,OPP.TO.ASHOK LEYLAND,HOSUR,KRISHNAGIRI DIST.-635109.PH:94428-24363 | HSR22 | Airtel | Tamil Nadu | GBT
IN-1245278 | BATHALAPALLI | 12.7222 | 77.8659 | Mr.D.KRISHNAPPA S/o. Mr.Dhanthamuniyappa Survey No.44/1B3, Situated at Bathalapalli Village, Perandapalli Post, Hosur Taluk, Krishnagiri District-635 109., ., | HSR23 | Airtel | Tamil Nadu | RT Tower
IN-1084554 | AM STEEL CASTINGS | 12.7551 | 77.8168 | MR.M.ANDIYAPPAN, SURVEY NO:520/1B SITUATED AT SNEHA FURNITURE, A.S.COMP;EX, TITAN JEWELLERY MAIN ROAD, CHIN ELASAGIRI, HOSUR, | HSR25 | Airtel | Tamil Nadu | RT Tower
IN-1062545 | TVSMOTORS | 12.7311 | 77.7848 | MRS.S.RATH,SURVEYNO.42/B,NEWSURVEYNO.42/B2KOTHAGONDUPALLIPOST,HOSUR,KRISHGIRIDISTRICT-6351069,PH:04344276579/94424690588 | HSR26 | Airtel | Tamil Nadu | RT Tower
IN-1062666 | ANNANAGAR | 12.7294 | 77.8264 | MRS.M.SUGANYA, SURVEYNO.20/1,NO.71-27,ANNANAGAR,GURUNIVAS,3CROSSHOSUR,KRISHNAGIRIDIST-635109,PH:9362994413/9443229876 | HSR27 | Airtel | Tamil Nadu | RT Tower
IN-1247276 | MULLAI NAGAR | 12.7193 | 77.8376 | Mr.K.Ashokan, S/o.Mr.Krishna naidu, SF No:971/2, plot no:M.I.6, Phase-15, MIG-2, HUDCO, Rayakottai road, Hosur, Krishnagiri dt-635109, 9443220356 | HSR28 | Airtel | Tamil Nadu | RT Tower
IN-1062704 | BANGLORE BYEPASS ROAD | 12.7389 | 77.8217 | MRS.K.VANAJA,SF.NO.653,NO.60,KRISHNAPPA COMPLEX,BANGALORE BYE PASS ROAD,HOSUR,KRISHNAGIRI DIST.-635 109.PH:99443 11372(REMARKS:VANAJA'S SON IS MR.VENUGOPAL) | HSR29 | Airtel | Tamil Nadu | RT Tower
IN-1073514 | ASTC-HUDCO | 12.7347 | 77.8143 | MR.S.LAJAPATHY,S/O.SOMU REDDIYAR,SF.NO.357,VASANTHAM SCKS,PLOT NO.22,100 FEET ROAD,NEW ASTC,HUDCO,HOSUR,KRISHGIRI DIST.-635109.PH:98942-19515 | HSR30 | Airtel | Tamil Nadu | RT Tower
IN-1062788 | BHRATHIDASAN NAGAR | 12.7203 | 77.8289 | MR.S.BALAKRISHN,SF.NO.864/1,1B,NO.25/64,16 TH CROSS,BHARATHIDASAN GAR,HOSUR,KRISHGIRI DIST.-635 109.PH:94430-81841 | HSR33 | Airtel | Tamil Nadu | RT Tower
IN-1062776 | VOC NAGAR | 12.7293 | 77.8106 | MR.S.MOULA & MR.T.K.RAMAMOORTHY, S.NO.270 PART & 272 PART, MMB COMPLEX, NEW ASTC HUDCO, VOC NAGAR, HOSUR, KRISHNAGIRI DIST - 635 109. PH:93623 10960 | HSR34 | Airtel | Tamil Nadu | RT Tower
IN-1233185 | ZUZUVADI | 12.7697 | 77.7935 | MR.RAJAGOPAL S/O.NAGAPPA,509-3(S.F.NO.143/21)MARUTHI NAGAR 3 RD CROSS,ZUZUVADI,HOSUR 635 126 - PH.9952279962 | HSR35 | Airtel | Tamil Nadu | GBT
IN-1073515 | KUMBAR PETTAI ROAD | 12.7325 | 77.8317 | MR.K.BASHA,S/O.KADHAR KHAN,SF.NO.6/1A/1A/1A/4,NO.46,WEAVERS STREET,HOSUR TALUK,KRISHGIRI DIST.-635109.PH:94867-10255 | HSR37 | Airtel | Tamil Nadu | RT Tower
IN-1233189 | MARUTHI NAGAR | 12.7259 | 77.8513 | R.MUNUSWAMI,S/O RAMAIAH,SURVEY NO.416/2,416/2B1,MARUTHI NAGAR, NH-7 KRISHNAGIRI MAIN ROAD, KRISHNAGIRI-635125, PH-9443271282 | HSR41 | Airtel | Tamil Nadu | RT Tower
IN-1109817 | ANNA NAGAR | 12.7267 | 77.8247 | Ms. N. Sambangiammal, W/o. C.V. Nagaraj, 13/40, F.7, Shanthi Nagar, 3rd Cross East, Hosur Taluk, Krishnagiri Dist., - 635 109, Ph.No.94435 99354, 93623 11633 | HSR42 | Airtel | Tamil Nadu | RT Tower
IN-1246209 | MM NAGAR | 12.7454 | 77.8042 | Mr.M.Narayana, S/o.R.Muthusamy, SF No:309/1A1A, Shop plot no:22, M.M.Nagar, mookandapalli post, Hosur TK, Krishnagiri DT-635126, 9442778361 | HSR44 | Airtel | Tamil Nadu | RT Tower
IN-1265229 | SUNNAMBU GEEBI | 12.7425 | 77.8223 | V.Moorthy, S/o.Venkatajalapa, SF No:662, Sunnambu Geebi, Hosur tk, Krishnagiri Dt-635109, 99429-42103, 90436-24873 | HSR45 | Airtel | Tamil Nadu | GBT
IN-1263874 | DINNUR | 12.7108 | 77.8186 | M.A.ARUMUGAM S/O.ANJAPPA MUDALIAR, NO.84,DINNUR VILLAGE,AMMAN NAGAR,DENONIKOTTAI VAIZA,HOSUR TK,KRISHNAGIRI DIST.PH.9442010262 | HSR46 | Airtel | Tamil Nadu | RT Tower
IN-1267773 | TANK STREET | 12.7333 | 77.827 | N.PRAPAKAR S/O.NARAYANASWAMY,NO.4,GOKUL EMPORIAM,M.G.ROAD,HOSUR PH.9443207241 | HSR47 | Airtel | Tamil Nadu | RT Tower
IN-1061154 | CATERPILLAR | 12.6933 | 77.7764 | Caterpillar, Hosur | HSRM1 | Airtel | Tamil Nadu | RT Tower
IN-1247846 | SUNDARAM FASTENERS | 12.7396 | 77.7807 | Mr.SRIDHARAN,SUNDRAM FASTENERS LTD,HARITA,HOSUR-635109. | HSRM12 | Airtel | Tamil Nadu | RT Pole
IN-1061119 | HARITA LTD | 12.6753 | 77.765 | Harita Seatings Ltd, Hosur | HSRM2 | Airtel | Tamil Nadu | GBT
IN-1061155 | HOTEL RENAISSANCE | 12.7356 | 77.8258 | Hotel Renaissance, Opp To Bus Stand, Hosur | HSRM3 | Airtel | Tamil Nadu | RT Tower
IN-1061214 | TVS MOTORS | 12.7451 | 77.7913 | M/S.TVS MOTORS, MR.RAJAGANAPATHY/MR.SURESH, R & D DEPARTMENT, HOSUR, PH: 98940 10500 / 98940 10870 | HSRM5 | Airtel | Tamil Nadu | GBT
IN-1061249 | TITAN INDUSTRIES LTD. | 12.7504 | 77.8196 | ADMINISTRATION OFFICE, TITAN INDUSTRIES LTD,NO:3,SIPCOT INDUSTRIES COMPLEX ,HOSUR. | HSRM8 | Airtel | Tamil Nadu | RT Tower
IN-1248808 | HATSUN AGRO | 12.3697 | 78.0527 | L.Palanisami(HR),Hatsun agro product Ltd,Senganpasuvanthal village,Kolasanahalli,Palacode,Dharmapuri-636805.9677066270 | HTSNM2 | Airtel | Tamil Nadu | RT Pole
IN-1107056 | ICHAMBADI | 12.2137 | 78.3592 | Mr.D.P.Kulasekaran, Survey NO:83/3B, Situated at K.Eachambadi post, Kambainallur Via, Harur Taluk, Dharmapuri District - 635202.PH: 9443739639 | ICHBD1 | Airtel | Tamil Nadu | GBT
IN-1096379 | IKUNDAM PUTHUR | 12.4409 | 78.3106 | MRS. JEERA, S.NO. 250/1 IKONTHAM KOTHAPALLI VILLAGE, KRISHGIRI TALUK & DISTRICT-635 203,9900876553 | IKNDM1 | Airtel | Tamil Nadu | GBT
IN-1059767 | JANDU KARAN PATTY | 12.0259 | 78.0994 | Mrt.Rajendran,Sf.No.122,122/2,Thangam Nagar,Opp.To Pmp Mills,Pakalpatty Post,Nallampalli Via.,Dharmapuri Dist.-636 807.Ph:94428-77376 | JAAAN1 | Airtel | Tamil Nadu | GBT
IN-1232083 | JAGADAB | 12.3712 | 78.1992 | JGDAB1 ,INFRATEL ,M.PERUMAL,S/O.MUNUSWAMY KOUNDER, | JGDAB1 | Airtel | Tamil Nadu | GBT
IN-1127317 | JAMBUKUTTAPATTI | 12.3255 | 78.3448 | Mr.G.Madhu, S/O.Govinda Gounder, S.No.148/2C, Jambukuttapalli Village, Pochampalli Post, | JMKPT1 | Airtel | Tamil Nadu | GBT
IN-1086075 | JEEMANGALAM | 12.8031 | 77.8589 | A.RAM REDDY,S/O.ABBAY REDDY,NO:6/10,JEEMANGALAM(V),BAGALORE(P),HOSUR(Tk),KRISHNAGIRI(Dt),PIN:635109,PH:9976871742. | JMNGL1 | Airtel | Tamil Nadu | GBT
IN-1252551 | JONABANDA | 12.6799 | 77.8458 | Mr.P.BASUVARAJ S/o.Mr.Pillappa, Survey No.416/2B Situated at Jonabonda Village, Onnalvadi Post, Hosur Taluk, Krishnagiri District | JNBDA1 | Airtel | Tamil Nadu | GBT
IN-1116138 | JITTANDAHALLI | 12.4235 | 78.0457 | S.MUNIRAJ,S/O-SAMRAJ, JITTANDAHALLI(VILL & PO), PALAKODE(TK), DHARMAPURI(DIST)-636805 PH 9976890235 | JTNHL1 | Airtel | Tamil Nadu | GBT
IN-1107052 | JOWLAGIRI | 12.518 | 77.644 | M.N.KESAVAREDDY,S/0.MUNI REEDY,11/272.RICE MILL , JAVALAGIRI,DENKANIKOTTAI-TK,KRISHANAGIRI-DT PH-04347 239190, 9943695496 | JWGRI1 | Airtel | Tamil Nadu | GBT
IN-1060202 | KADAMADAI | 12.2731 | 78.0811 | MR.M.MARIYAPPAN,SF.NO.604/1A2,KADAMADAI,NEAR RAILWAY GATE,KARAKANDHALLI POST,DHARMAPURI DIST-636 808 | KADMI1 | Airtel | Tamil Nadu | GBT
IN-1086077 | KATTAMPATTI | 12.2548 | 78.1177 | RATINAM,S/O.MUTHU GOUNDER,SOMANAHALLI Rd,PANAKATTANUR(V),KATTAMPATTI(P),PALAKKODU(Tk),DHARMAPURI(Dt),PH:9840847292. | KATAM1 | Airtel | Tamil Nadu | GBT
IN-1252494 | KADUCHETTIPATTI | 12.4614 | 78.0284 | Mrs.Mari, W/o.Shanmugam, SF No:210/3A, Soodanur village, palacode TK, Dharmapuri DT-635116, 8012131348 | KDCPT1 | Airtel | Tamil Nadu | GBT
IN-1127318 | KUDIMENAHALLI | 12.3254 | 78.2812 | Mr.A.Gnanavel, S/O.K.M.Arumugam, S.No.83/1, 2A, 2B, 2C, | KDHLI1 | Airtel | Tamil Nadu | GBT
IN-1107044 | KODIPALLI | 12.6257 | 78.1894 | R.MUNIAPPAN,S/O,RAMANNAN,KODIPALLI VILLAGE & POST,KRISHNAGIRI TALUK & District-635115,ph-94434-09402 | KDPLI1 | Airtel | Tamil Nadu | GBT
IN-1127325 | KADAPPASANDAMPATTI | 12.3777 | 78.3724 | Mr.M.Perumal,S/O.Mari Gounder,Sf.No.530/25,Kullampatti Post | KDPMT1 | Airtel | Tamil Nadu | GBT
IN-1106652 | KEMPATTI | 12.6658 | 77.7167 | MR.R.VIJAYAKUMAR, SURVEY NO:113/2 SITUATED AT KEMPATTI VILLAGE, MUTHUR POST, DENKANIKOTTAI TALUK, KRISHGIRI DISTRICT - 635114, PH:9976882813 | KEMPT1 | Airtel | Tamil Nadu | GBT
IN-1246221 | K.ETTIPATTI | 12.3463 | 78.4971 | T.Murugesan, S/o.M.Thimmarayan, SF no:83/1B, no:1/122, K.Ettipatti village, Uthangarai tk, Krishnagiri DT-635306, 97512-68381 | KETPI1 | Airtel | Tamil Nadu | GBT
IN-1060896 | M.B. VEERABHADRA SETTY LAND | 12.5281 | 78.2056 | M.B. Veerabhadra Setty, A-61, Sidco Industrial Estate, Tnhp I Base Krishnagiri | KGRI1 | Airtel | Tamil Nadu | GBT
IN-1060347 | TB ROAD | 12.5328 | 78.2175 | MR.N.SIVAGPRAKASHAM, S/O.TARAJAN CHETTIAR, S.NO.A20/6 & 20/7, TB ROAD, OPP. TO MURUGAN THEATRE, OLD PET, KRISHGIRI DIST - 635 001. PH:98408 61245 | KGRI10 | Airtel | Tamil Nadu | GBT
IN-1246241 | SALEM MN RD | 12.5175 | 78.2193 | Mr.R.Ethiraj, S/o.Rathinasamy Naidu,S.F.NO.934/1B2A1A, No.357/217, Salem Road, Krishnagiri.635001. | KGRI13 | Airtel | Tamil Nadu | RT Tower
IN-1253330 | KGI - COLLECTORATE | 12.5481 | 78.1967 | Mrs.M.Jothi, W/o.Mallappan, Mrs.D.Ramani, W/o.Devaraj, SF No:66/3, site no:21 & 22, part panianapalli post, Opp to Collector office, Krishnagiri DT, 98949-04540, 98437-14833 | KGRI14 | Airtel | Tamil Nadu | GBT
IN-1269223 | THIRUVALLUVAR NAGAR-KRISHNAGIRI | 12.5282 | 78.2371 | M.VENKATESAN S/O.T.K.MUNUSAMY NO.2/148 | KGRI16 | Airtel | Tamil Nadu | RT Tower
IN-1061466 | DR. B.M. SUNDARAJU BUILDING | 12.5219 | 78.2161 | DR. B.M. SUNDARAJU, SHANTI KALYA MANDAPAM,# 30A, ROYAPPA MUDALI STREET, KRISHGIRI | KGRI2 | Airtel | Tamil Nadu | RT Tower
IN-1061467 | SRI VIJAYALAKSHMI AGRO CHEMICALS BUILDING | 12.519 | 78.2221 | Sri Vijayalakshmi Agro Chemicals Building, # 18, Old Sub Jail Road, Krishagiri | KGRI3 | Airtel | Tamil Nadu | RT Tower
IN-1060897 | SAKRAPANI LAND | 12.5306 | 78.2183 | SRI VIJAYALAKSHMI AGRO CHEMICALS BUILDING, # 18, OLD SUB JAIL ROAD, KRISHAGIRI | KGRI4 | Airtel | Tamil Nadu | GBT
IN-1060098 | GANDHI NAGAR | 12.5256 | 78.2126 | MRS.M.PONNAMMAL,W/O.MUNUSAMY,R.S.NO.64/1,NO.48,LONDENPET,KRISHNAGIRI DIST-635001. | KGRI6 | Airtel | Tamil Nadu | GBT
IN-1062538 | SALEM ROAD | 12.513 | 78.2212 | Others- Saravana Kumar | KGRI7 | Airtel | Tamil Nadu | RT Tower
IN-1060002 | DIST.COURT | 12.526 | 78.1981 | V.YUVARAJ,ADVACATE,PLOTNO:14,S.NO.51/1,KATTIGANAPALLIVIA,RAYAKOTTA ROAD,OPP.TOCOURT,KRISHNAGIRI-635001.PH:9443512868,9842730856 | KGRI8 | Airtel | Tamil Nadu | GBT
IN-1062746 | GANDHIJI ROAD | 12.5217 | 78.2213 | MR.SARAVANAN,S/O.Raja gopal, 112-1, Gandhi road, Krishnagiri. 9986785671 | KGRI9 | Airtel | Tamil Nadu | RT Tower
IN-1232100 | KONGU VEMBU | 12.1455 | 78.5162 | Door No: 8 Malligai Strore Opp school Konguvemb | KGVB1 | Airtel | Tamil Nadu | GBT
IN-1086589 | KAKKADASAM | 12.5688 | 77.7205 | srinivasan,s/o chinna samy,2/36,kakkadasam vill & po,denkannikottai tk,krishnnagiri dt,635107,ph 0434732004. | KKDSM1 | Airtel | Tamil Nadu | GBT
IN-1078537 | KILANUR | 12.1025 | 78.5284 | MR.B.VAJIRAVEL,S.NO-37/2,KELANUR VILLAGE,CHELAMPATTI POST | KLANR1 | Airtel | Tamil Nadu | GBT
IN-1060433 | KALLUKURIKKI | 12.5432 | 78.2521 | MR.M.CHINNATHAMBI,S/O.MUNIYAPPA GOUNDER,KALLAKURICHI POST AND VILLAGE,KRISHNAGIRI DIST.-635 002. | KLKKI1 | Airtel | Tamil Nadu | GBT
IN-1061481 | KARIMANGALAM | 12.3085 | 78.203 | Mr. Dhandapani / Mr. Krishnan, Vijaylaxmi Thangamaligai, Sri Ammaiappan Complex, Main Road, Karimangalam, Dharmapuri Dist. | KMGLM1 | Airtel | Tamil Nadu | RT Tower
IN-1059396 | KAMAN DODDI | 12.6819 | 77.9403 | Open Land Of Mr.Chandrashekar, S/O. Mr. Venkataraman Appa, Land Opp To State Bank Of India, Kamandoddi, Hosur Tk. Krishnagiri Dist - 635125, Ph-04344-257373 / 9443463809 | KMNDD1 | Airtel | Tamil Nadu | GBT
IN-1086085 | KOMARANAPALLI | 12.6892 | 77.7471 | H.NARAYANA REDDY,S/O.ANU MANTHA REDDY,NO:83,KOMARANAPALLI(V),BELAGONDAPALLI(P),DENKANIKOTTAI(Tk),KRISHNAGIRI(Dt),PIN:635114,PH:9943341721. | KMNPL1 | Airtel | Tamil Nadu | GBT
IN-1060573 | KAMMAAMPALLI | 12.5602 | 78.2679 | MRS.MAALAMAMAL,W/O.MALAPPAN,SF.NO.219/1A,WAY TO KADHIR,NARASIMMAPURAM,CHENNAMBALLI VILLAGE,KAMMAMPALLI POST,KRISHNAGIRI DIST.-635104.PH: | KMPLI1 | Airtel | Tamil Nadu | GBT
IN-1059857 | KANDIKUPPAM | 12.5467 | 78.3247 | Mr.b.l.kesavan,sf.no.300/1b, & 300/1c,krishnagiri Main Road,kandikuppam Village,opp.to Tamin,krishnagiri Dist.-635 104.ph: | KNDPM1 | Airtel | Tamil Nadu | GBT
IN-1060406 | KONANGIHALLI | 12.1248 | 78.0048 | MR.CHINNAPPAYAN,S/O.KANI GOUNDER,ARUPALLI ROAD,KONANGIHALLI POST,DHARMAPURI DIST.-636813.PH:98427-53414 | KNGHL1 | Airtel | Tamil Nadu | GBT
IN-1059794 | KANNANDAHALLI | 12.4153 | 78.38 | Mr.K.T.Sanjeevan, Sf No: 188/3, Bagalur Road, Kannadahalli Post, Pochampalli Tk, Krishnagiri Dt - 635 203, 9444839153 | KNHLI1 | Airtel | Tamil Nadu | GBT
IN-1059813 | KOUNTITANUR | 12.3609 | 78.4296 | Mr.C.Ramamoorthy,Sf.No.177 & 177/6,No.3/54,Kovandrun Post,Pochamballi Taluk,Krishnagiri Dist.-635 203.Ph:04341-256343 | KNTNR1 | Airtel | Tamil Nadu | GBT
IN-1106908 | KONDAPPANAYAKEMPALLI | 12.4906 | 78.3597 | M.ASHOKAN,S/O.MUNUSWAMY,3/69/156,KONDAPPANAYAKEMPALLI-PO,KRISHNAGIRI--DT,PH-9442235752,9443845414. | KONDA1 | Airtel | Tamil Nadu | GBT
IN-1239668 | KOTTAIYUR | 12.2827 | 77.6205 | V.Gowramma, w/o Manthaesaeri, 1/263, Kottaiyur(Village &P.O), Dhenkanikottai(T.K), Krishnagiri(Dt.)-635102. Ph:948850308. | KOTAY1 | Airtel | Tamil Nadu | GBT
IN-1126657 | KOTUR | 12.3099 | 77.9879 | MRS.M.POONGAVANAM W/o.MR.M.P.MUNIRAJ S.NO.40/4 KARAGAUR MAIN ROAD, KOTTUR VILLAGE, SIRIYAMPATTY POST, PALACODE TALUK, DHARMAPURAI DISTRICT - 636 808 PH : 9843980242 | KOTRU1 | Airtel | Tamil Nadu | GBT
IN-1079329 | KOVALAITHOTAM | 12.0452 | 78.446 | Survey No:114/1C situated at Kovalaithotam village | KOVAL1 | Airtel | Tamil Nadu | GBT
IN-1061493 | BHUANESWARI BUILDING | 12.4225 | 78.2174 | Bhuaneswari Building, # 9 Jkc Street, Kaveripattinam. | KPNM1 | Airtel | Tamil Nadu | RT Tower
IN-1252638 | KAVERIPATTINAM | 12.4187 | 78.2138 | Mr.C.Subramani, S/o.Chinnasamy Gounder, S.F.No.494/15, Errahalli Village, D.No.3/162A, Sri Ramulu Nagar, 3rd Cross, Kaveripattinam, Krishnagiri 635 112 | KPNM2 | Airtel | Tamil Nadu | RT Tower
IN-1121574 | KIRAIPATTY | 12.0114 | 78.5246 | Mrs.P.Jayamal W/O Mr.Peruma,Hno-3/241,Kiraipatty,Tehsil-Harur,District-Dharampuri,Ph-04346-241517 | KRIPT1 | Airtel | Tamil Nadu | GBT
IN-1060917 | KATTUSIGALAHALLI | 12.3317 | 78.2144 | Land Adj To Aircel Tower, Kattusigalahalli, Krishnagiri Road, Karimangalam. | KSGH1 | Airtel | Tamil Nadu | GBT
IN-1060323 | KATTAGARAM | 12.411 | 78.3153 | MR.KC.APPU IDU,SF.NO.259/2,KATTAGRAM,ANKODI POST,POCHAMPALLI TALUK,KRISHGIRI DIST.-99657 15135/04343-248378 | KTGRM1 | Airtel | Tamil Nadu | GBT
IN-1079230 | KATAMADUVU | 12.2174 | 78.6708 | MR.A.RAMU,S.NO.39/1A1,KATTAMADUVU VILLAGE | KTMDV1 | Airtel | Tamil Nadu | GBT
IN-1086623 | KOTTUR | 12.5257 | 77.7316 | Obile reddy,s/o obile reddy,narayana palli,kottor,denkannikottai tk,krishnagiri dt,ph 9786824177. | KTORU1 | Airtel | Tamil Nadu | GBT
IN-1106909 | KOTTAPLLANUR | 12.3514 | 78.4823 | P.KANNIYA GOUNDER,S/O PERUMAL GOUNDER,KOTTAPLLANUR VILL,ANDRIPATTI PO,POCHANPALLI TK,KRISHGIR DT,PH 9965314344/ 04341-294332 | KTPNR1 | Airtel | Tamil Nadu | GBT
IN-1060378 | KETTUREDDIPATTY | 12.0228 | 78.3012 | MR.L.RAJU,S/O.LAKSHAMAN,KETTUREDIPATTY POST,PAPPIREDIPATTY TALUK,DHARMAPURI DIST.-635302.PH:94428-26249 | KTRPT1 | Airtel | Tamil Nadu | GBT
IN-1098237 | KUMBALAM | 12.7699 | 78.0473 | Kumbalam Bus Stand, Kumbalam Village, | KUMLM1 | Airtel | Tamil Nadu | GBT
IN-1060541 | KUPPUR | 12.1669 | 78.2051 | MR.K.SAKTHIVEL,SF.NO.31/1B2,OPP TO WATER TANK,KUPPOOR POST,PERIYAKUPPOOR,DHARMAPURI DIST.-636702.PH:04342-292604. | KUPPR1 | Airtel | Tamil Nadu | GBT
IN-1086098 | KURUBARAPALLI | 12.601 | 78.1299 | SAMUDIYAPPAN,NH 7,KURUBARAPALLI(V)(P),KRISHGIRI(TK)(DT),PIN:635115,PH:04343-245224. | KURUB1 | Airtel | Tamil Nadu | GBT
IN-1086100 | KURUMBAPATTI | 12.0505 | 78.3634 | G.ARUMUGAM,S/O,GOVINDAN,KURUBARAPALLI VILLAGE&POST,PAPPIREDDIPATTI TALUK,DHARMAPURI-625302,,PH-94428-74490 | KURUT1 | Airtel | Tamil Nadu | GBT
IN-1117569 | KAVAGOUNDANUR | 12.4677 | 78.161 | R.Settu,S/O.Ramaswamy,No:3/701,Kavagoundanur(V),Moramadugu(P),Krishnagiri(Tk)(Dt),Pin:635121,Ph:9843639948. | KVNDR1 | Airtel | Tamil Nadu | GBT
IN-1060522 | LALIGAM | 12.0451 | 78.1497 | MR.P.RAMAMURTHY, S.F.NO: 160/1B2, NEAR TO MILK SOCIETY, LALIGAM-636804, DHARMAPURI (DT). PH: 9442854793, 04342-240465 | LLIGM1 | Airtel | Tamil Nadu | GBT
IN-1109842 | MALLAPURAM | 12.2772 | 78.4242 | MR.M.JAGANATHAN S/O.MR.MUTHUMARI,S.NO.51/1 PODAR VILLAGE MALLAPURAM, SALAMATHUPATTI POST, UTHANGARAI TALUK,KRISHNAGIRI DISTRICT - 635 304, PH: 9788877412 | MALAM1 | Airtel | Tamil Nadu | GBT
IN-1079258 | M.DHADEMPATTI | 12.0494 | 78.5317 | MRS.C.PACHAIYAMMAL, SURVEY NO:51/2 SITUATED AT M.THATHAMPATTI VILLAGE, EATTIYAMPATTI POST, HARUR TALUK, DISTRICT -636902, PH - | MDHPT1 | Airtel | Tamil Nadu | GBT
IN-1060563 | MAHADEVAKULAHALLI | 12.4017 | 78.3453 | MR.MC.SANTHAKUMAR,S/O.CHANDIRAPPA SETTI,SF.NO.126/1B,MAHADEVANGOLLAHALLI VILLAGE,POCHAMPALLI TALUK,KRISHNAGIRI DIST.-635206.PH:94436-32660/04343-248429 | MDKLI1 | Airtel | Tamil Nadu | GBT
IN-1106841 | MODIKUPPAM | 12.4657 | 78.2833 | Mr.M.Natarajan, Survey No:58/2, Situated at Modikuppam Via, Nakkalpatti Post, Krishnagiri Taluk, Krishnagiri District - 635203. PH:9786589182, & 04343-243340 | MDKUP1 | Airtel | Tamil Nadu | GBT
IN-1106586 | MADEMANGALAM | 12.0692 | 78.15 | V.SANTHA,W/O,VENGATESAN,LALIGAM VIA,KUTTUR,MADHEMANGALAM POST,DHARMAPURI TALUK,DHARMAPURI-636701..PH-97895-19713 | MDMGM1 | Airtel | Tamil Nadu | GBT
IN-1097514 | MIDITHEPALLI | 12.7792 | 77.9622 | NO:1/1, MIDITHEPALLI(VILLAGE) | MDTPL1 | Airtel | Tamil Nadu | GBT
IN-1106632 | MANJANAYAGANA HALLI | 12.0974 | 77.9538 | C.CHIKKUSAMY, S/O.CHIKKANM, NO.1/475.MANJA YAKKA ALLI(PO), PENGARAM(TK), DHARAMAPURAM(DT)-636813. PH.9786979804 | MJNGH1 | Airtel | Tamil Nadu | GBT
IN-1060537 | MUKKALAINAKANAHALLI | 12.0853 | 78.1828 | MR.M.V.SIDHAN,S/O.VEDIAPPAN,SF.NO.283/2A,MUKKALNAIKANAHALLI,MITTANOOLAHALLI,MITTANOOLAHALLI POST,DHARMAPURI DIST.-636704.PH:94439-82354 | MKNLI1 | Airtel | Tamil Nadu | GBT
IN-1062225 | MUKANDAPALLI | 12.7523 | 77.8044 | MR. SELVAM, ASIAN SPRINGS, NEAR ICICI ATM BUILDING, MOOKANDIPALLI, HOSUR, DHARMAPUR DIST. PH-9362312766 | MKPLI1 | Airtel | Tamil Nadu | RT Tower
IN-1060542 | MOLAYANUR | 11.9386 | 78.3493 | MR.J.JEEVA,SF.NO.109/2,MENISI VIA,PAPPIREDDYPATTI TALUK,DHARMAPURI DIST.-636904.PH:94420-61123/04346-277346 | MLYNR1 | Airtel | Tamil Nadu | GBT
IN-1059690 | MANIATHAHALLI | 11.9985 | 78.0247 | Mr.S.Govindhan,S.F.No.200/1A&200/2,No.4/260,Jarugu,Gunasekar Rice Mill,Manithahalli Post,Dharmapuri Dist.-636 807.Ph:0434-241835. | MNHLI1 | Airtel | Tamil Nadu | GBT
IN-1060379 | MANIYAMBADI | 12.1234 | 78.2847 | MR.S.SUBRAMANI,SF.NO.407/1A,LAND OPP.TO BUS STOP,MANIYAMBADI VILLAGE,PAPPAREDDYPATTY TALUK,DHARMAPURI DIST.-635 303.PH:94437-85959/04346-265258 | MNYBD1 | Airtel | Tamil Nadu | GBT
IN-1133489 | MOOKKANUR | 12.1491 | 78.264 | MRS.S.MYMOON W/o.MR.JAKIR BASHA,S.NO.160/1SIUTATED AT NO.194/4, MOOKANUR VILLAGE, MOKKANUR POST DHARMAPURAI TALUK,DHARMAPURI DISTRICT -636 702 PH :9786840768 | MOKNR1 | Airtel | Tamil Nadu | GBT
IN-1106720 | MOTTUR | 12.3558 | 78.2606 | mr.mohan,s/o ramasamy pilli,mottur po vill,krishnagir dt ,ph 9786760605. | MOTUR1 | Airtel | Tamil Nadu | GBT
IN-1060462 | MARACHANDIRAM | 12.6474 | 78.1493 | MRS.E.SHANTHI,W/O.EASWARAN,1/17,MARASAMUDHRAM,MARASAMUTHARAM MAIN ROAD,KRISHNAGIRI DIST.-PH:9943905239/04343293574 | MRCHM1 | Airtel | Tamil Nadu | GBT
IN-1106993 | MARIKKAM PALLI | 12.5294 | 78.1329 | K.SADULLA,S/O,K.A.KAMALUDEEN,6,USMAN SAIRU STREET,NETHAJI ROAD,KRISHGIRI TALUK,PALAYAPETTAI,KRISHGIRI-635001,PH-99521-07787 | MRGPL1 | Airtel | Tamil Nadu | GBT
IN-1106635 | MARAGATTA | 12.4873 | 77.7667 | PERIYAMASANGI W/O MUNUSAMI #103 NOGANOOR POST, MARAGATTA VILLAGE DENKANIKOTTAI TK. KRISHGIRI DT. 635107 PH: 9865176883 / 9751426569 | MRGTA1 | Airtel | Tamil Nadu | GBT
IN-1106461 | MURUGAMPATTI | 12.2381 | 78.2441 | M.MATHAIYAN,S/O,MARIAPPAN,MURUGAMPATTI POST,PALACODU TALUK,DHARMAPURI-635202..PH-97879-57479 | MRKMT1 | Airtel | Tamil Nadu | GBT
IN-1232179 | MARAPPANAYAKEMPALLI | 12.3358 | 78.4431 | SYED GOODU SAHIB,S/O.BASHA MIYAN, N0-3/410,AN STREET,KODAMADAPALLI(MARAPPAYAKEMPALLI),POCHAMPALLI-TK,KRISHAGIRI -DT,9486071404 | MRPYM1 | Airtel | Tamil Nadu | GBT
IN-1107045 | METTARAI (KARUKKUNAHALLI) | 12.5745 | 77.9744 | V.BALAKRISHANAN, S/O.VEERASWAMY,1/43 METTARAI,HALESEEBAM -PO,DENKANIKOTTAI-TK,KRISHANAGIRI-DT,PH-9965257703 | MTRAI1 | Airtel | Tamil Nadu | GBT
IN-1083266 | MUDHUKURIKI | 12.7976 | 78.0139 | M.v.srinivas Bharathi,s/o Venkatesapa,no 2/287, | MUDRK1 | Airtel | Tamil Nadu | GBT
IN-1253004 | M.VELLALAPATTI | 12.2166 | 78.4193 | Mr.V.Raja, S/o.Vellia gounder, SF No:44/12A2, vellalapatti village, Uthangarai tk, Krishnagiri DT-635304, | MVLPT1 | Airtel | Tamil Nadu | GBT
IN-1077932 | MAVARIPATTI | 12.1034 | 78.4783 | Mr.M.Ramakrishnan, Survey no: 3/2A, situated at Mavaripatty village, | MVRPT1 | Airtel | Tamil Nadu | GBT
IN-1127377 | NALLUR | 12.7914 | 77.8309 | Mr.T.Ramakrishnappa,S/O.Thotalappa,Sf.No.142/3,Nallur Village, | NALRU1 | Airtel | Tamil Nadu | GBT
IN-1117987 | NACHINAMPATTY | 12.0791 | 78.4053 | Bharathi Land, Nachinampatty, Setrappatty Post, Harur Tk, Dharmapuri Dist. Ph 99435 36664 | NCNPT1 | Airtel | Tamil Nadu | GBT
IN-1106451 | NANDIMANGALAM | 12.7896 | 77.9001 | C.MANJUTH,S/O.CHINRANGAPPA,NO:130,NDIMANGALAM(V),(P),HOSUR(TK),KRISHGIRI(DT),PIN:635105,PH:9787442966. | NDMNG1 | Airtel | Tamil Nadu | GBT
IN-1111773 | NELLUR | 12.5262 | 78.0109 | NELUR1A | NELUR1 | Airtel | Tamil Nadu | GBT
IN-1083268 | NEERIGAM | 12.8096 | 78.0362 | M.rajendar,s/o N.y.munuswamy No 3/406 | NERGM1 | Airtel | Tamil Nadu | GBT
IN-1059534 | NAGOJANAHALLI | 12.3593 | 78.2869 | Open Land Of Mr.Soundarajan, C/O. Mr. Karunakaran, S/O. Mr. Palni Chettiyar, 11-A, Ponnusamy Chetty Street, Nagarasan Patti, Pochchampatti Tk, Krishnagiri Diast, Ph-9344810185, 94426-42358 | NGHLI1 | Airtel | Tamil Nadu | GBT
IN-1117556 | NAGAR KOODAL | 12.0843 | 78.0575 | Murugasan,S/O.Gopalgounder,Main Rd,Nagarkoodal(V)(P),Dharmapuri(Tk)(Dt),Ph:9843606068,04342-244471. | NGKDL1 | Airtel | Tamil Nadu | GBT
IN-1071306 | NAGAMANGALAM | 12.5684 | 77.9412 | MRS.M.MUNIYAMMAL,W/O.MUNNIYAPPAN,SF.NO.13/1A,NO.1/99,NAGAMANGALAM VILLAGE,NAGAMANGALAM POST,DENKANIKOTTAI TALUK,KRISHNAGIRI DIST.-635113.PH:9965320172 | NGMGM1 | Airtel | Tamil Nadu | GBT
IN-1106959 | NEKKUNDHI | 12.0804 | 77.9825 | N.M.MUNIRAJ, S/O.MALAIYA GOUNDER, NEKKINDHI, ERRAVAI LLI(PO), DHARMAPURI(TK), DHARMAPURI(DT). PH.9786841253 | NKNDH1 | Airtel | Tamil Nadu | GBT
IN-1079363 | NALLAGANAKOTHAPALLI | 12.6799 | 77.9715 | Survey No:189/3A, situated at Nallaganakothapalli | NLGKP1 | Airtel | Tamil Nadu | GBT
IN-1059397 | NALLAMBATTI | 12.1935 | 78.1828 | K.Subramani, Survey No 37/5, Nallampatti Village, Maravadai Post, Dharmapuri Dt-635205, 04342 288041 (Nh 7 (Between Dharmapuri To Puliampatti) | NLMBT1 | Airtel | Tamil Nadu | GBT
IN-1060944 | MOORTHI LAND | 12.06 | 78.1122 | MOORTHI LAND, # 3/282, SALEM MAIN ROAD, LLAMPALLI, DHARMAPURI. | NLPL1 | Airtel | Tamil Nadu | GBT
IN-1079328 | NAMBIPPATTI | 12.0255 | 78.4649 | Survey No:111/3A situated at Nambipatti Village | NMBTI1 | Airtel | Tamil Nadu | GBT
IN-1079283 | NARIYANA HALLI | 12.314 | 78.1453 | S. SATHYA MOORTHY, S/O, SAMRAJ, NARIYANA HALLI VILLAGE | NRYHL1 | Airtel | Tamil Nadu | GBT
IN-1060384 | NATHAHALII | 12.1339 | 78.068 | MRS.S.THILAGAYATHI,W/O.MUNNASAMY,TAMILAN ILLAM,NATHALLI POST,INDOOR VIA,DHARMAPURI DIST.-636803.PH:98655-25513 | NTHLI1 | Airtel | Tamil Nadu | GBT
IN-1060423 | NAYAKANHALLI | 12.1433 | 78.2215 | MR.K.V.SAGADEVAN,S/O.VEDI GOUNDER,RESURVEY NO.611/2,MORAPPUR MAIN ROAD,SOLAKOTTAI VILLAGE,NAYANKALLI,DHARMAPURI DIST.-636 703.PH:93457 31288 | NYHLI1 | Airtel | Tamil Nadu | GBT
IN-1106740 | NAYAKANAPALLI | 12.6522 | 77.9167 | V VENKATASAMY S/O VENKATAPPA #2/330A NAYAKANAPALLI VILLAGE SENAMAVU POST, HOSUR TK. KRISHNAGIRI DT. 635119 PH: 04344-325494 | NYKNP1 | Airtel | Tamil Nadu | GBT
IN-1253331 | ODDIYANUR | 12.6289 | 78.0755 | Mr.C.Muniappa, S/o.Chikkidiyappa, SF No:81/2A, oddiyanur village, Melmalai post, Hosur tk, Krishnagiri Dt, 08973859580 | ODNUR1 | Airtel | Tamil Nadu | GBT
IN-1060953 | ORAPPAM | 12.5339 | 78.2897 | P.Chidambaram, S/O, Poovanna Gounder , Orrappam, Elathagiri Via, Krishagiri Tk - 635 108 / 04343-268036 | ORPM1 | Airtel | Tamil Nadu | GBT
IN-1112483 | PANJAPALLI | 12.46 | 77.9431 | PANJA1A | PANJA1 | Airtel | Tamil Nadu | GBT
IN-1060282 | PAPPARAPATTI | 12.1688 | 78.1303 | MR.C.MADAIYAN, S/O.CHINSAMY, LAND BACKSIDE GANESH DABA, KOUT ROAD, DHARMAPURI DIST - 636 809. PH:99432 54600 | PAPAR1 | Airtel | Tamil Nadu | GBT
IN-1106965 | PALLIPATTI | 11.9507 | 78.2811 | M.PARAMASIVAM 19/2A B PALLIPATTI PAPPIREDDIPATTY TALUK,DHARMAPURI DIST 635308 PH 9442436927 | PAPTT1 | Airtel | Tamil Nadu | GBT
IN-1096290 | PATHAMUTHALI | 12.7585 | 77.8996 | no. 47/5A, No.2/97, Pathamuthali Village, | PATLI1 | Airtel | Tamil Nadu | GBT
IN-1083274 | PACHAPANATTY | 12.5527 | 77.8532 | N.Vankatesaiah,s/o namalvar,no 1/1 pachpanatti vill & po | PCPNT1 | Airtel | Tamil Nadu | GBT
IN-1253003 | PEDAMPATTI | 12.1519 | 78.4032 | Mr.C.Chinnathambi, S/o.Chinnappan, SF No:86/13, Podampatti village, Elavadi post, Harur TK, Dharmapuri DT- | PDMPT1 | Airtel | Tamil Nadu | GBT
IN-1059423 | PEYUR | 12.3793 | 78.2293 | Open Land Of Mr. Suresh, S/O. Mr. Vedi, Survey No. 238/3, Land Near Amrutham Mango Juice Factory, Peyur Main Road, Peyur,Krishnagiri Dist-635117. Ph-04341-572178, 04343 254829 (Nh 7 (Between Hosur To | PEYUR1 | Airtel | Tamil Nadu | GBT
IN-1060412 | PANGUNATHAM | 12.1116 | 78.0109 | MRS.K.CHIN AMMAL,W/O.KRISHN,LLAPALLI ROAD,BESIDE TEMPLE,INDOOR VIA.,PEGRAM TALUK,DHARMAPURI DIST.-636803.PH:92452-75615/04342296617 | PGNTM1 | Airtel | Tamil Nadu | GBT
IN-1060674 | PIKELI | 12.2436 | 78.0108 | MRS.D.LAKSHMI,W/O.S.DEVARAJ,SF.NO.219/1,NO.42A,PIKELI POST & VILLAGE,G.POOTHI NATHAM,PENNAGARAM TALUK,DHARAMAPURI DIST.-636 809.PH:94437-47608/04342-324254 | PIKLI1 | Airtel | Tamil Nadu | GBT
IN-1061696 | PALACODE | 12.3009 | 78.0737 | Mr.B.M.Murugan,Sri Laxmi Murugan Lodge,Main Road,Palakkodu,Ph-224677(O),222714?,9443636507 | PLKOD1 | Airtel | Tamil Nadu | RT Tower
IN-1059198 | PALACODE - SUGARMILL | 12.3241 | 78.0777 | Open Land Of Mr.Narayanan,Land Opp To Sugar Mill Near Sri Shakti Vinayak,Endapatti.Palakkode. | PLKOD2 | Airtel | Tamil Nadu | GBT
IN-1117561 | PALAVADI | 12.1842 | 78.0625 | Mr.K.Subramani,S/O:Krishnan, Paparayapatti Via, Palavadi Post, Dharapuri Taluk, Dharmapuri- 636809, Ph:04342-245838 & 04342-293025 | PLVDI1 | Airtel | Tamil Nadu | GBT
IN-1060970 | SIPCOT II | 12.2469 | 78.1947 | Land Near Sapthagiri Engg College Periyampatti Post Dharmapuri | PMPT1 | Airtel | Tamil Nadu | GBT
IN-1106907 | PANNANDUR | 12.2979 | 78.2851 | VEDIYAPPA GOUNDER,S/O.BHODHANI GOUNDER,ELEMENDERY SCHOOL OPP,PANNDUR,POCHAMPALLI-TK,KRISHAGIRI -DT,9443862260 | PNADR1 | Airtel | Tamil Nadu | GBT
IN-1060056 | PERIYAPANMUTLU | 12.4996 | 78.2667 | MR.C.GOVINDAMMAL, SF NO: 34/10E, NO:2/126, TV MALAI MAIN ROAD, PERIYA PANNA MUTTAL, ANGUR POST, KRISHNAGIRI DT - 635 203 , 94432-76251 | PPMTL1 | Airtel | Tamil Nadu | GBT
IN-1106656 | PAPPANAYAKANALLI | 12.244 | 78.094 | K.MANI,S/O,KUNJIAPPAN,PAPPAYAKALLI POST,PALAKODU TALUK,DHARMAPURI -636808,PH-99768-12818 | PPNYK1 | Airtel | Tamil Nadu | GBT
IN-1127339 | PERIATHALLAPADI | 12.2833 | 78.5915 | Mr.T.C.Chinnapaiyan, S/O.Nadesan, S.No.49/1C, 1F, 1H, 1L, Periyathallapadi Village | PRLPD1 | Airtel | Tamil Nadu | GBT
IN-1060982 | PAPPIREDDIPATTI | 11.9144 | 78.3662 | Mr Victor Chanderpauls Land,1/85,Rangmapet Papireddippatti. Mobile 9443826636 | PRPT1 | Airtel | Tamil Nadu | GBT
IN-1061058 | PAPARAPATTI | 12.2066 | 78.0553 | N. Thamarai Selvi, Sf No: 612/1, 612/1 Ab, Abbu Mudali Colony, Paparapatti Post, Paparapatti Tk, Dharmapuri Dt - 636809, Ph: 94436 35487 (Acq By Kvg) | PRPTI1 | Airtel | Tamil Nadu | GBT
IN-1061071 | PRAIPATTI PUTTUR | 11.9969 | 78.4453 | Mr. Mariappan, S/o. PalanaiGounder, 3/1, G.Koot road,Parayapatti Puttur, Dharmapuri - 636 903, 04346 - 242705 42m | PRPTY1 | Airtel | Tamil Nadu | GBT
IN-1106678 | PERIYAVENDANOOR | 12.352 | 78.1667 | MURUGAMMAL,W/O.MARIMUTHU,NO-705,PERIYAVENDANOOR , KRISHAGIRI -TK & DT,PH-04348-320059,9865466063 | PRVNR1 | Airtel | Tamil Nadu | GBT
IN-1097515 | P.SETTIGHALLI | 12.3445 | 78.048 | P.CHITTIPALLI(VILL & POST) | PSTHL1 | Airtel | Tamil Nadu | GBT
IN-1106745 | PATHAAKOTTA | 12.6567 | 77.9333 | Mr.R.Narayana Readdy, Survey No:43/1, Situated at Pathakottah village and post, Hosur Taluk, Krishnagiri District - 635119, PH:9442363460 | PTHKT1 | Airtel | Tamil Nadu | GBT
IN-1059821 | PULUYARKOT ROAD | 12.2898 | 78.5026 | Mr.M.Nadeshan,Sf.No.8/1B,Puliyurkot Road,Opp.To.Heritage Foods Ltd.,Padapalli Post,Uthangarai Taluk,Krishnagiri Dist-635306.Ph.No.94436-37001,04341-220157. | PUUK1 | Airtel | Tamil Nadu | GBT
IN-1106636 | PALAYAMKOTTAI | 12.5052 | 77.7051 | B.shinivasa,moorthy,s/o chikka gownder,88 oalayam kottai,palathodanapalli,denkannikottai tk,krishnagiri dt,ph 9786823989. | PYMKT1 | Airtel | Tamil Nadu | GBT
IN-1100056 | PEYALMARI | 12.1169 | 77.9308 | 244/1A, Mangarai Village, Mangarai Post, | PYMRI1 | Airtel | Tamil Nadu | GBT
IN-1060555 | PERIYAMUTHUR | 12.4623 | 78.1973 | MR.M.DHARMAN,S/O.MUNNISAMY MUDIYALUR,OPEN LAND NEAR PERUMAL KOVIL,PERIMATHUR,KRISHGIRI DIST.-635101.PH:99443-31196/99443-31195 | PYMTR1 | Airtel | Tamil Nadu | GBT
IN-1106928 | RAGADAHALLI | 12.019 | 78.2608 | MR.K.SUBRAMANI,REGADAHALLI VILLAGE,PAPURATTIPATTI TALUK,POMMUDI VIA,DHARMAPURI-635301-PH-9442153826 | RGHLI1 | Airtel | Tamil Nadu | GBT
IN-1274554 | RAYKOTTAI MARKET | 12.5224 | 78.0216 | Mrs V Chinnama W/o Late Mr Venkatraman, S.F.No.276/1A1A,Opp. to Tomato Market, Rayakottai , Denkanikotai Taluk, Krishnagiri District. Ph:9965313132 | RYKOT2 | Airtel | Tamil Nadu | GBT
IN-1083262 | SENAMANGALAM | 12.8138 | 77.9322 | N.VENKATA RAMAPPA,S/O.DIPI SAPPA,NO:3/41A,SEMANGALAM(V),KUMAPALLI(P),HOSUR(TK),KRISHGIRI(DT),PIN:635105,PH:9443636196. | SENGM1 | Airtel | Tamil Nadu | GBT
IN-1246705 | SINGALPADI | 12.0797 | 78.3568 | Mr.B.Chota Saibu @ Kotta S/o.Basha Saibu, S.F.No.249/1, Sindhalpadi Village & Post, Papireddypatty TK, Dharmapuri District.635302. | SGLPD1 | Airtel | Tamil Nadu | GBT
IN-1077915 | SANGALIVADI | 12.0769 | 78.5087 | Mr.K.Govindhan S/O. Mr.Kariyan , Survey No.32/2A1 & 32/2B1 Situated at Sangilivadi Village | SGLVD1 | Airtel | Tamil Nadu | GBT
IN-1059783 | SHINGRAPATTY | 12.2524 | 78.6162 | Mrs.K.Lalitha,Sf.No.15/4B2,Old No.47/2,New No.335,B.R.A.Nagar,Singharapatty,Uthangarai Taluk, Krishnagiri Dist.-635 037.Ph:04341-242794 | SHGR1 | Airtel | Tamil Nadu | GBT
IN-1059214 | SIKARIMEDU | 12.5868 | 78.1613 | Mr.Jalkesan, No:4/38, Sikaripuram, Gurubarapalli, Krishnagir Dt. / 9443634840 ( The Land Was Purchased By Mr.Jalkesan From Mr.Rajasekaran ) | SHKMD1 | Airtel | Tamil Nadu | GBT
IN-1059822 | SHATYANAGAR | 12.2578 | 78.5738 | Mr.G.Balan,Sf.No.5/2B1 & 2B3,No.15E,Satya Nagar,Mettapalli Post,Uttangarai Taluk,Krishnagiri Dist-635307.Ph.No.94439-63600. | SHNR1 | Airtel | Tamil Nadu | GBT
IN-1086901 | SEKODI | 12.1753 | 78.1023 | S.A.MANJANDI,S/O,APPAVU @ PALANI,SEKKODI,PADI POST,PALAKODU TALUK,DHARMAPURI-636809..PH-94428-54669 | SKODI1 | Airtel | Tamil Nadu | GBT
IN-1086132 | SOMANAHALLI | 12.1454 | 78.0298 | SUBARAMANI,S/O.PONDI GOUNDER,PAPARPATTI Rd,SOMENAHALLI(V)(P),INDUR(Via),DHARMAPURI(Tk)(Dt),PIN:636308,PH:9786557414. | SMHLI1 | Airtel | Tamil Nadu | GBT
IN-1079286 | SAMANUR | 12.4133 | 77.9906 | B. ELANGOVAN, S/O, BAYRAPPAN, LAND NEAR WATER TANK | SMNUR1 | Airtel | Tamil Nadu | GBT
IN-1059419 | SUNDAGIRI | 12.6448 | 78.0448 | M. Sri Rengappa, Survey No.102 /3A, Sundagiri, Sennapalli, Hosur Tk, Krishnagiri Dt - 635117, 9865816805 (Nh 7 (Between Melumalai To Sulagiri) | SNDGR1 | Airtel | Tamil Nadu | GBT
IN-1079302 | SENGANUR | 12.0976 | 77.9002 | Mr.Perumal Gounder, Survey No:215/2, Situated at Senganur Village, | SNGUR1 | Airtel | Tamil Nadu | GBT
IN-1232254 | SODAGNAPALLI | 12.7798 | 77.9269 | SODAGAPALLI,MR.KRISHPPA,S/O.GANGAPPA,SF.NO.14- | SODAG1 | Airtel | Tamil Nadu | GBT
IN-1127345 | SOKKADI | 12.4789 | 78.1305 | Mr.N.Rajan, S/O.Natesan, S.No.28/2, Land Backside To Water Tank, | SOKDI1 | Airtel | Tamil Nadu | GBT
IN-1124899 | SOKKANATHAPURAM | 12.8187 | 77.8304 | MR.R.VENKATESA REDDY,S/o.MR.RAMASAMY REDDY,S.NO.105 SOKKANATHAPURAM VILLAGE NALLUR POST HOSUR TALUK, KRISHNAGIRI DISTRICT - 635 109 TEL : 9443117930 | SOKKA1 | Airtel | Tamil Nadu | GBT
IN-1059228 | SULAGIRI | 12.6658 | 78.0054 | Syed Kadar, Ska Motor Water Service, Hosur Main Road, Bye Pass Road, Sulagiri, Hosur Tk, Krishnagiri Dt | SULGR1 | Airtel | Tamil Nadu | GBT
IN-1251732 | SHOOLAGIRI | 12.6644 | 78.0113 | C.Bagyaraj, S/o.M.Chinnaraj, SF No:68/12, PCR complex, krishnagiri main road, shoolagiri post, Hosur TK, Krishnagiri DT, | SULGR2 | Airtel | Tamil Nadu | RT Tower
IN-1083015 | SAWLUR | 12.1929 | 78.2821 | CHINNASWAMY GOUNDER,S/O.VENKATRAMAN,KAMBINALLUR Rd,SAWLUR(V),PULIDIKARAI(P) | SWLUR1 | Airtel | Tamil Nadu | GBT
IN-1086930 | THANDARAI | 12.5789 | 77.7731 | PARAVATAMA,W/O CHAN KRISHA REDDY,THANDARAI,KRISHGIRI DT,PH 9865218081. | TDRAI1 | Airtel | Tamil Nadu | GBT
IN-1083194 | THAMBICHETTIPATTI | 12.1086 | 78.4141 | MR.N.ASIF THAMBI S/O MR.NADESHA GOUNDA,HNO-5/66,THAMBICHETTIPATTI | THBTI1 | Airtel | Tamil Nadu | GBT
IN-1106692 | THALANATHAM | 12.0427 | 78.3167 | MR.T.PERIYANNAN,SF.NO,236,VANIER STREET,THALANATHAM,THALANATHAM VILLAGE,PAPPI REDDIPATTY TALUK,DHARMAPURI DIST-635 302-PH-9952758292 | TLNTM1 | Airtel | Tamil Nadu | GBT
IN-1240356 | THIRUMALVADI | 12.3157 | 77.9507 | K.Ganeshan, S/o.Mr.Goundappan, SF No: 155/1A, belluhalli village, thirumalvadi post, palacode tk, dharmapuri dt - 636808, 9787096853, 9688585648 | TMLVD1 | Airtel | Tamil Nadu | GBT
IN-1059374 | THIRUMALAINAGAR | 12.5308 | 78.2504 | A.Natesan, Sf No: 75, Behind Govt. Arts College, Thirumalainagar, Krishnagiri-635001 | TMNGR1 | Airtel | Tamil Nadu | GBT
IN-1060534 | TIMMAPURAM | 12.4494 | 78.2195 | K.DHASAN, S/O.KUPPAN, PATTALAMMAN KOTTAI WAY, TIMMAPURAM ( VILL & PO), KAVERIPATNAM ( VIA), KRISHNAGIRI ( DT)-635112. PH: 92455497226, 04343-252055 | TMPRM1 | Airtel | Tamil Nadu | GBT
IN-1112784 | THIMARAYANAHALLI | 12.4395 | 78.0904 | Thimarayanahalli Village & Post | 2323 | Airtel | Tamil Nadu | GBT
IN-1060156 | TRIYAJOOGI PATTY | 12.3289 | 78.4713 | MRS.C.PERIYAPAPPA @ CHENNIAMMAL, S.NO.346/2, KONDRAPATTY, ANDERIPATTI POST, POCHAMPALLI-TK, DHARMAPURI DIST - 635 306. PH:99423 72766. | TRJG1 | Airtel | Tamil Nadu | GBT
IN-1083257 | THORAPALLI AGRAHARAM | 12.6843 | 77.8799 | V.GURUAMMAL,W/O.VENKATAPPA,NO:1/314,THORAPALLI AGRAHARAM(V)(P),HOSUR(Tk) | TRPAG1 | Airtel | Tamil Nadu | GBT
IN-1060650 | THITHIYAPPANHALLI | 12.1884 | 78.0346 | M.S VAIYAPURI ,VILL-MANNERI,THITHIYOPANAHALLI -PANCHAYAT,MAKKANUR-POST,INDER (VIA),PENNAGARAM (T.K),DARAMPURI,.PHN-9442448217. | TTPHI1 | Airtel | Tamil Nadu | GBT
IN-1079084 | THIYAGARSANAPALLI | 12.6402 | 78.0029 | CHINNANNA,S/O.MOIYAPPA,NO-72/7,ENUSONAI-PO,HOSUR-TK,KRISHNAGIRI-DT, | TYGPL1 | Airtel | Tamil Nadu | GBT
IN-1061031 | UTHANGARAI | 12.2658 | 78.5317 | na | UGRI1 | Airtel | Tamil Nadu | GBT
IN-1252493 | ULLATTI | 12.5278 | 77.9735 | Mr.S.Govindaraj, S/o.Mr.Sakkappan, SF No:169/13B, ullatty village, Ullukurki post, Denkani tk, Krishnagiri Dt, 95244-51821, | ULATI1 | Airtel | Tamil Nadu | GBT
IN-1067820 | ULAGAM | 12.5907 | 78.0213 | CHINNAPPA & KARIYAPPA S/O PATHAPPA ULAGAM VILL. ENUSONAI POST, HOSUR TK. KRISHNAGIRI DT. 635117 P: 9942425055 (KARYAPPA) 04344-259686 PP.NO. | ULGAM1 | Airtel | Tamil Nadu | GBT
IN-1059338 | ULLIVEERANPALLI | 12.6491 | 77.7423 | Ramachandra Reddy, Sf No: 476/1, Near Hindu Steel, Ulliveeranpalli, Belagoundapalli, Denkanikottai(Tk),Krishnagiri-635114. Ph:04347-233748 | ULRPL1 | Airtel | Tamil Nadu | GBT
IN-1083276 | ULIMANGALAM | 12.5328 | 77.7624 | C.pillappa,s/o chickaiah,no 2/13,ulimangalam vill,anniyalam | UMNLM1 | Airtel | Tamil Nadu | GBT
IN-1060386 | UNISENAHALLI | 12.0641 | 78.2851 | MR.M.CHANDRA,W/O.MARI,NO.3/2/1,DEKKAL ICKEN PATTI,SIRALLIHALLI POST,PAPPIREDDIPATTI TALUK,DHARMAPURI DIST.-635303.PH:94438-73578 | UNHLI1 | Airtel | Tamil Nadu | GBT
IN-1106906 | U-PURAM (UDEDURGAM) | 12.5462 | 77.9219 | VENKATEASH,S/O.MOOKAN,NO-2/1,U-PURAM, GAMALGALAM-PO,DENKANIKOTTAI-TK,KRISHAGIRI-DT,9976468359,9865463665 | UPRAM1 | Airtel | Tamil Nadu | GBT
IN-1262127 | URIGAM | 12.308 | 77.618 | SURVEY NO:111/1, URIGAM VILLAGE, URIGAM POST, DENKANIKOTTAI TK, KRISHNAGIRI-635 102 | URGAM1 | Airtel | Tamil Nadu | GBT
IN-1252547 | UTHUPALLAM | 12.0214 | 78.1161 | Mrs.C.Mariyammal, W/o.Chinnasamy, SF No:385, uthupallam village, pagalpatti post, nallampalli via, Dharmapuri DT-636807, | UTPLM1 | Airtel | Tamil Nadu | GBT
IN-1122844 | VELLAKKAL | 11.9936 | 78.0678 | Arumuga Gounder Complex, Vellakkal , Thokkupothanalli Post, | VALKL1 | Airtel | Tamil Nadu | GBT
IN-1253322 | VETTIYAMPATTI | 12.515 | 78.2433 | NO.2/83, VETTIYAMPATTI VILLAGE, | VETPT1 | Airtel | Tamil Nadu | GBT
IN-1232329 | VHF FUNCITY | 12.6049 | 77.7847 | VHFCT1, VHF Seive Truser Land Funcity, Panchekship | VHFCT1 | Airtel | Tamil Nadu | GBT
IN-1246706 | VELLAVELLI | 12.3831 | 78.4989 | P.Appaunu, S/o.Mr.Perumal gounder, SF No:28/2, kottanoor village, Mottur post, Uthangarai tk, Krishnagiri dt-635207, | VLVLI1 | Airtel | Tamil Nadu | GBT
IN-1076966 | VALLUVARPURAM | 12.5923 | 78.2719 | Mr.C.Venkatesh, Survey No:483/10 situated at Valluvarpuram Village, | VLVPM1 | Airtel | Tamil Nadu | GBT
IN-1126338 | VEPPLIAIMTHAMPATTI | 11.9763 | 78.1712 | P.Venkataraman,S/o.Pachiyappan,No:3/26,V.Muthampatti(vill & post),Harur(Tk),Dharumapuri(Dt). | VMPTT1 | Airtel | Tamil Nadu | GBT
IN-1083263 | VENKATESAPURAM | 12.7573 | 77.9361 | G.ravi Singh,s/o.govinda Singh,no:59,venkatesapuram(v)(p),hosur(tk) | VNTPM1 | Airtel | Tamil Nadu | GBT
IN-1079155 | VIRAPPANAYAKKAMPATTI | 12.0718 | 78.5691 | Survey No;42/3D, situated at Verappannaikanpatti Village | VPKPT1 | Airtel | Tamil Nadu | GBT
IN-1107048 | VEPPELHALLI | 12.3759 | 78.0604 | MR.V.THIMMARAJ,SF.NO.42-*10A,VEPPALAHALLI ROAD,VEPPALAHALLI POST,PALLAKODU VILLAGE& TALUK,DHARMAPURI DIST-636805-PH-9943878819 | VPLHL1 | Airtel | Tamil Nadu | GBT
IN-1079264 | VEPPAMPATTI | 12.0468 | 78.5638 | Survey No:146/2A, situated at Veppampatti Village | VPMPT1 | Airtel | Tamil Nadu | GBT
IN-1078626 | VAPPANATHAM | 12.1142 | 78.5053 | MR.K.SUBRAMANI,S.NO.10/1,VEPANATHAM VILLAGE,K.VETRAPATTI POST | VPTNM1 | Airtel | Tamil Nadu | GBT
IN-1086154 | VASOOTY | 12.6164 | 77.7611 | V.VENKATARAMA REDDY,S/O.VEERA REDDY,NO:1/85,VOOSATTY(V),SARAGAPALLI(P),DENKANIKOTTAI(Tk),KRISHNAGIRI(Dt),PH:9994662739. | VSTTY1 | Airtel | Tamil Nadu | GBT
IN-1030521 | VELLORE INSTITUTE OF TECHONOLOGY | 12.9671 | 79.1582 | M. Damotharan, Survey No.46,45/1 Thiruvallam High Way, Kangeyanallur Village, Opp. To Vit College, Katpadi Taluk, Vellore District - 632 006. | 1413 | Vodafone | Tamil Nadu | GBT
IN-1030554 | ODAYATHUR | 12.0674 | 79.3973 | R. SUNDARAESAN, S.F.NO:180/1A/1A NO;53, VANIGAR ST, ODUGATHUR, VELLORE-632 103 | 2811 | Vodafone | Tamil Nadu | GBT
IN-1030560 | AGRAMSERI | 12.6053 | 79.2745 | 630/281, PALLIKUPPAM ROAD, AGARAMCHERI, VANIYAMBADI TALUK, VELLORE DIST | 1440 | Vodafone | Tamil Nadu | GBT
IN-1030577 | SERKADU VALLIMALAI | 12.4036 | 79.3912 | PACHAIAPPA MUDALIYAR, NO:141/1, BIG STRRET, SERCAUD (POST), KARKARI (VIA), KATPADI. | 6520 | Vodafone | Tamil Nadu | GBT
IN-1030580 | TOLL GATE, VELLORE | 12.8995 | 79.1346 | Mr.Subramaniyam, No-8, 3Rd Cross Street, Vadivel Nagar, Sankarapalayam, Vellore Ph9443686451 | 6519 | Vodafone | Tamil Nadu | GBT
IN-1030597 | VASARANGULAM | 12.9443 | 79.1941 | N. Srinivasan, S/O Natarajan, No 169/1, Chennai Banglore Road, Vasor, Vellur. 9. | 6551 | Vodafone | Tamil Nadu | GBT
IN-1030647 | PUTHUKULI | 12.6378 | 78.5703 | 273/58 BEDDA KALLUPALLY TEKKAUPETTAI PUTHU KOVIL | 6311 | Vodafone | Tamil Nadu | GBT
IN-1030654 | ALANGAYAM | 12.6234 | 78.7512 | S.Kamrunissa, S.F.Nos.379/1B,379/1,379,306/16,Alangkayam Town Village, Vaniyam Taluk And Vellore District. | 2810 | Vodafone | Tamil Nadu | GBT
IN-1030679 | RAJAKKAL | 12.8281 | 78.7635 | K.CHANDRA, S.F.NO.44/2A2 & 44/2B1, NEAR BSNL TOWER, MARIAMMAN KOIL STREET, PACHAKUPPAM, VADAPUDUPET POST, AMBUR VIA, VELLORE - 635 701. | 444 | Vodafone | Tamil Nadu | GBT
IN-1030692 | KEELMURUGAI | 12.8368 | 78.7871 | G.Srinivasan, S.F.No.126/6,Keelmurugai Village, Vadapattu Post, Vaniyambadi Taluk And District. | 3404 | Vodafone | Tamil Nadu | GBT
IN-1030699 | SOLUR, AMBUR | 12.7656 | 78.7024 | 1ST STREET, RAJU GANDHI NAGAR, SOLUR, AMBUR. | 402 | Vodafone | Tamil Nadu | GBT
IN-1030701 | MARUTHAMPAKKAM | 13.0463 | 79.2991 | VODAFONE TOWERS, PONNAI TO ARCOT ROAD, KUMANATHAGAL VILLAGE&POST, LALAPET VIA, VELLORE DIST | 330 | Vodafone | Tamil Nadu | GBT
IN-1030708 | SUNNAMBUPALLAM | 12.6298 | 78.714 | G. Sasikumar, S.F.Nos.554/1C And 554/1E, Nimmiyambattu Village, Vaaniyampadi Taluk,Vellore District. | 3405 | Vodafone | Tamil Nadu | GBT
IN-1030711 | PONNAI | 13.1327 | 79.2573 | R.Subramaniyam, S.F.Nos.905/4A And 905-1H, Ponnai Village, Katpadi Taluk And Vellore District. | 6514 | Vodafone | Tamil Nadu | GBT
IN-1030731 | CHITTOOR ROAD, GUDIYATHAM BSC | 12.9562 | 78.8699 | M.Selvam, Plot No'S.28,29,30,31,1St Main Road, Muthukumaran Nagar, Pichanur Village, Guidatham. | 590 | Vodafone | Tamil Nadu | GBT
IN-1030752 | UDAYENDRAM | 11.6342 | 78.8747 | U.DEVARAJAN, S.F.NO.544/3A, OPPOSITE TO MM BAKERY, UDAYENDIRAM, VANIYAMPADI, VELLORE - 635 754. | 406 | Vodafone | Tamil Nadu | GBT
IN-1030848 | PUDUPET | 11.9387 | 79.5133 | 2/203 Natrampalli Main RoadPudhupetThirupathur TalukVellore635 651 | 1573 | Vodafone | Tamil Nadu | GBT
IN-1030868 | THIMAMMPET | 12.8896 | 78.894 | Village President,Mariamman Koil Street,Thimmam Patty, Ambalur Via,Vellore635 801. | 1748 | Vodafone | Tamil Nadu | GBT
IN-1030875 | KANDHILI | 12.4811 | 78.4547 | K.B.RASUNDAPPA , S.F.NO.170/2C, THIRUPATTUR MAIN RAOD, KANDHILI POST, THIRUPATUR (TK), VELLORE - 635 901. | 1691 | Vodafone | Tamil Nadu | GBT
IN-1030879 | VELLAKUTTAI | 12.9578 | 79.1389 | GANGAIYAMMAN KOIL STREET,VELLAKUTTI POST,VANIYAMBADI TALUK | 1743 | Vodafone | Tamil Nadu | GBT
IN-1030933 | PACHUR | 12.0018 | 79.5194 | MR.C.S.V.GOVINDACHETTI, S/O. MR.VENKATESAN.VAPPACHETTI, 1/109, PACHUR VILLAGE (PO), THIRUPATHUR TALUK, VELLORE - 635 854. PH- 94867-25211. | 1747 | Vodafone | Tamil Nadu | GBT
IN-1030953 | PARADARAMI | 11.8053 | 78.9129 | M.Masilamani, S/o. Ramasamy, 3/55, Palleripalli street, Paradharami, Vellore Dt , 94869-39216 | 2474 | Vodafone | Tamil Nadu | GBT
IN-1030971 | AMURTHI | 12.2586 | 79.4168 | S/o.Chinnaraj,No 4, Neeplampattu,Amurthi Post, Polur Taluk,Thiruvannamalai632102 | 2280 | Vodafone | Tamil Nadu | GBT
IN-1030976 | UMRABAD | 12.9263 | 79.1166 | JAMIA DHRUSHLLAM HOSPITAL, NEAR AIRTEL TOWER, OOMERABAD, VELLORE DISTRICT-635808. PH : 94430-10707 SYEDRAHMAN ADMIN OFFICER 99940-33779 | 1742 | Vodafone | Tamil Nadu | GBT
IN-1030998 | AMBALUR | 12.6654 | 78.5647 | A.K.RAVINDRAN, S.F.No.337/1B, Kannan Farms, Near Amblur Farm, Ambalur, Vaniyambadi Taluk, Vellore - 635 801. | 1738 | Vodafone | Tamil Nadu | GBT
IN-1031015 | OLUGUR | 12.9784 | 79.4055 | K.KAMATCHI AMMAL, S.F.No.451, Kamatchiammal Thottam, Walajah Road, Olugur Post, Walajah Taluk, Vellore - 632 501. | 1735 | Vodafone | Tamil Nadu | GBT
IN-1031017 | SEMBALLI | 12.9848 | 78.8142 | S.SRIAMULU NO.57,KUPIYAR STREET,SAMBALLI POST,GUDIYATTAM,VELLORE | 2148 | Vodafone | Tamil Nadu | GBT
IN-1031019 | BOMMIKUPPAM | 12.4619 | 78.6217 | MR.K.GOPAL REDDY, S/O. KRISHNA REDDY, 9, POMMI KUPPAM, TIRUPPATTUR TALUK, VELLORE - 635 653. PH- 92454-44446, 04179-251275. | 2094 | Vodafone | Tamil Nadu | GBT
IN-1031031 | MELAPATTI | 12.8587 | 78.7939 | PUSHPA RANGASWAMY KALYANAMANDABAM, RS ROAD, MAILAPATTI (P), GUDIYATHAM TK | 1740 | Vodafone | Tamil Nadu | GBT
IN-1031074 | KAGANKARAI | 12.4086 | 78.5056 | N.MURUGAN, MURUGAN RICE MILL, 3/186, PUDUR, SEVATHUR POST, THIRUPRATHUR TK, VELLORE DT - 635 654 | 2469 | Vodafone | Tamil Nadu | GBT
IN-1031076 | ATHANAVOOR | 12.7861 | 79.3116 | Mr.D.Ponny, S/o.Naduponniyan, Athanavoor, Yelagiri Hills, Thirupathur(Tk), Vellore Dt. Ph. 94867 24531. | 2276 | Vodafone | Tamil Nadu | GBT
IN-1031077 | SALAINAGAR | 12.2545 | 79.5176 | G.GANESAN, SF NO: 109/7, 4/66, SALAI NAGAR, THAMALERI MUTHU POST, THIRUPPATHUR TK, VELLORE DT - 635 853 | 2209 | Vodafone | Tamil Nadu | GBT
IN-1031081 | PERUMAPATTU | 12.529 | 78.648 | MR.N.GOVINDAN, S/O. NANDHIRAYA GOUNDER, 12/W1, PERUMA PATTU, ANDIAPATTI VIA, VANIAMBADI TALUK, VELLORE - 635 702. PH- 04179-291525. | 2146 | Vodafone | Tamil Nadu | GBT
IN-1031100 | GOLLAPALLI | 13.0221 | 78.8667 | M.SUBU,89A,GOOPALLI,MODIKUPPAM POST,GUDIYATTUM | 2475 | Vodafone | Tamil Nadu | GBT
IN-1031182 | KANIYANOOR | 12.7994 | 79.3557 | R.Janardhan, S/O. Mr.Rammoorthy, 513, Kavarai Street, Kalalur Post, Arcot Tk, Vellore Dt, 99943-10721 | 2375 | Vodafone | Tamil Nadu | GBT
IN-1031186 | MITTUR | 12.5592 | 78.709 | C.T.SRINIVASAREDDY, S/O. C. THENMAREDDIYAR, 9/30, MITTUR POST, VANIYAMBADI, VELLORE DT | 1692 | Vodafone | Tamil Nadu | GBT
IN-1031187 | VILAMPAKKAM | 12.8544 | 79.297 | K.V.Parasuram Mudhaliyar, Eswaran kovil street, vilampakkam, Arcod TK, Vellore Dt, 98949-71024 | 1737 | Vodafone | Tamil Nadu | GBT
IN-1031224 | KURUMBERI | 12.5887 | 78.5049 | KURUMBERI VIA&POST, THIRUPATTUR TALUK, VELLORE | 2473 | Vodafone | Tamil Nadu | GBT
IN-1031296 | VMCADUKUMBARAI | 12.5686 | 79.1 | M.KALAIARASI, S.F.NO.42/4, THUTHIPATTU ROAD, T-B-B SANATORIAM POST, ADUKKAMPARAI, VELLORE - 632 011. | 303 | Vodafone | Tamil Nadu | GBT
IN-1031304 | INDUSTRIALESTATE | 12.4667 | 79.3514 | 3/2 Vanakar Kollai Second StreetAmburVellore635802 | 442 | Vodafone | Tamil Nadu | GBT
IN-1031321 | RANIPET ENGG COLLEGE | 12.7851 | 79.5351 | S.VENU, Mr.Venu, Open land near Aircel tower, Near Tollgate, Ranipet Engineering college, ranipiet, 94434-91433 | 311 | Vodafone | Tamil Nadu | GBT
IN-1031360 | KATPADI | 12.4613 | 79.211 | K. SREE RAMULU, NO.O/2, ELANGO STREET, THARABADAVEDU, KATPADI, VELLORE DISTRICT. | 1409 | Vodafone | Tamil Nadu | GBT
IN-1031361 | RANIPET BACKBOON | 12.6505 | 79.1237 | M.Devendran, 4, NRM Complex, MF road, Ranipet TK, Vellore - 632 401 / 044-26153203, 98404-62151 | 1404 | Vodafone | Tamil Nadu | GBT
IN-1031402 | NATRAMPALLI | 12.5886 | 78.5048 | T.Kumar, S.F.No.103/3H, Near Door No.76, Boopathy Gounder Street, Natrampalli Post, Thirupathur Taluk, Vellore - 635 852. | 1480 | Vodafone | Tamil Nadu | GBT
IN-1031405 | MEALTHUR | 12.903 | 78.8803 | W/O.A.K Athavulla158 Masque StreetMel Alathur PostVellore635 806 | 345 | Vodafone | Tamil Nadu | GBT
IN-1031406 | VELKANNATTAM | 12.5456 | 78.4405 | K.VEERARAGHAVAN, S.F.NO.324/2, 323/3, NEAR D.NO. 208, NTHIPENDA, VELAKALTHAM POST, THIRUPATHUR TALUK, VELLORE - 635 651. | 339 | Vodafone | Tamil Nadu | GBT
IN-1031409 | GYM RAMAPURAM | 11.5275 | 78.8553 | N.V.JAYARAMA NAIDU, S/O. MR.VARATAIYAN NAIDU, 111A, RAMAPURAM, VARPHOTTAPALLI, GUDIYATHAM TK, VELLORE DT | 2476 | Vodafone | Tamil Nadu | GBT
IN-1031427 | V I T COLLEGE | 12.9726 | 79.1572 | Vellore institute of technology, vellore | 1433 | Vodafone | Tamil Nadu | RT Pole
IN-1031518 | AMBUR | 12.0988 | 79.1009 | JJ COMPLEX,NO.9,S.K ROAD,AMBUR | 2801 | Vodafone | Tamil Nadu | RT Tower
IN-1031520 | ARANIRD | 12.9138 | 79.133 | Door No:61, Thennamara Street, Vellore Town,North Arcot Dist | 1402 | Vodafone | Tamil Nadu | RT Tower
IN-1031523 | IASLEATHER | 12.4775 | 78.9707 | Ias Leathers,Sipcot,Ranipet | 1405 | Vodafone | Tamil Nadu | RT Tower
IN-1031525 | KVSCHETTYRD | 12.6299 | 79.2117 | KVS CHETTY STREET , CMC AIRGEN, VELLORE | 1401 | Vodafone | Tamil Nadu | RT Tower
IN-1031529 | SATTUVACHARY | 11.9348 | 79.3231 | C.EKAMBARAM, PLOT NO.A2, DOOR NO.A2, SATHUVANCHERY VILLAGE, VELLORE - 632 009. | 1406 | Vodafone | Tamil Nadu | RT Tower
IN-1031571 | VANIYAMBADI | 12.68 | 78.6173 | VIJAY SUPER MARKET,CL ROAD,VANIYAMBADI | 2802 | Vodafone | Tamil Nadu | RT Tower
IN-1031577 | BAGAYAM | 12.8805 | 79.1351 | AVP LODGE,ARANI ROAD ,BAGAYAM,VELLORE DISTRICT. | 1507 | Vodafone | Tamil Nadu | RT Tower
IN-1031634 | KONAVATTAM | 12.922 | 79.112 | G. Pugazhendhi, No:710, Bangalore Hagh Way, Konavattam, Vellore-632013. | 1418 | Vodafone | Tamil Nadu | RT Tower
IN-1031664 | THORAPADI | 12.893 | 79.1278 | T. Janagiraman, S.No.42/1A,Allapuram Village, Thorapadi, Vellore District | 1430 | Vodafone | Tamil Nadu | RT Tower
IN-1031694 | VELLORE COLLECTORATE | 12.3343 | 79.3925 | MR. CHIDAMBARAM,S/O EGAMBARAM,NO 42, BIG ROAD, MURUGAN THEATRE, SATHAVA CHARI, VELLORE 94432 72411 | 6536 | Vodafone | Tamil Nadu | RT Tower
IN-1031734 | GANDHINAGAR | 12.5617 | 79.2266 | P.RANGAPRASATH, PLOT NO.B-1210,4TH CROSS, EAST MAIN ROAD, GANDHI NAGAR VELLORE. | 1437 | Vodafone | Tamil Nadu | RT Tower
IN-1031753 | NARASINGAPURAM | 12.9738 | 79.2809 | N.K.Arumugam, No.241/1, Thendral Nagar, Seekarajapuram Post, Ranipet, Vellore - 632 515. | 307 | Vodafone | Tamil Nadu | RT Tower
IN-1031755 | PALLAVANSATHUR | 12.8928 | 79.1342 | T.Sundaresan, Tsn Complex, Pajanai Kovil Street, Palavan Sathukuppam, Vellore - 632 002. | 420 | Vodafone | Tamil Nadu | RT Tower
IN-1031760 | BHARATHI NAGAR | 12.9451 | 79.3215 | M.K.Murali, No.15/735-B, R.Velu Street, Bharathy Nagar, Sipcot, Ranipet, Vellore - 632 403. | 404 | Vodafone | Tamil Nadu | RT Tower
IN-1031761 | MELPATTI ROAD | 12.9415 | 78.8614 | P.K.G.Manoharan, No.244, Santhapet Bazaar, Gudiyatham, Vellore - 632 602. | 403 | Vodafone | Tamil Nadu | RT Tower
IN-1031776 | FLOWER BAZZAR, VANIAMPADI | 12.6848 | 78.6131 | J.Saraswathi, No.305,Ponniyamman Kovil Street, Amurpet, Vaniyampadi, Vellore - 635 751. | 407 | Vodafone | Tamil Nadu | RT Tower
IN-1031777 | VANIAMPADI BYE PASS ROAD | 12.6705 | 78.6143 | M.Anbumani, No.67/1, Lutheran Centre, 4Th Street, Anantha Nagar, Pudur, Vaniampadi, Vellore - 635 751. | 421 | Vodafone | Tamil Nadu | RT Tower
IN-1031780 | PERANAMPET | 12.9346 | 78.7177 | M.G. Salmabi, No:5/7, Kasim St, Pernambut-635810. | 1432 | Vodafone | Tamil Nadu | RT Tower
IN-1031781 | GOWTHAMPATTI | 12.4888 | 78.5686 | K. Anbu, No.32, Poongavanathamman Koil Street, Thirupathur - 635 601. | 469 | Vodafone | Tamil Nadu | RT Tower
IN-1031788 | VELLORE ELANGO STREET | 12.9673 | 79.1376 | K. Sri Ramulu, Bo 0/2, Elango Street, Tharabadaveedu, Katpadi, Vellore. Ph 0416 2242352 | 509 | Vodafone | Tamil Nadu | RT Tower
IN-1031803 | NATIONAL THEATRE | 12.929 | 79.1359 | V.Poongodi, V.Poongodi, W/o.Venkatesan, New No.18, Old No.42G, Pudhugudiyan Sathiram, Thottapalayam, Vellore. Ph.99942 67843,99942 67841,93600 48488 | 523 | Vodafone | Tamil Nadu | RT Tower
IN-1031844 | RANIPET TOWN | 12.9302 | 79.3322 | M.DEVENDRAN, NRM COMPLEX, M.F.ROAD, RANIPET TALUK, VELLORE - 632 401. | 1192 | Vodafone | Tamil Nadu | RT Tower
IN-1031859 | K.M.G.COLLEGE | 12.9401 | 78.9026 | N0.16A,RK RESIDENCY,RS ROAD,AMMA KUPPAM,GUDIYATHAM,VELLORE | 1171 | Vodafone | Tamil Nadu | RT Tower
IN-1031910 | SHENBAKKAM | 12.9263 | 79.1166 | R.Anandan, Professor, 14/33, nehru street, shenbakkam, vellore dt - 632 008 / 0416-229006 | 1739 | Vodafone | Tamil Nadu | RT Tower
IN-1031923 | YELLAGIRI HILLS | 12.929 | 79.1359 | P.JAYACHANDRAN, ASHOK LODGE, 3/92, ATHANAVOOR BUS STOP, YELAGIRI HILLS, THIRUPATTUR TK, VELLORE DT - 04179-245211, 94863-35499 | 2275 | Vodafone | Tamil Nadu | RT Tower
IN-1031929 | SALLAVOOR VILLAGE | 11.9421 | 79.4935 | B.SHANTHI, METTU KULAM SALAI, PERIYA PUDUR, KATPADI TK, VELLORE , 0416-2915726 | 2626 | Vodafone | Tamil Nadu | RT Tower
IN-1059094 | ARIYUR | 12.8679 | 79.0858 | M.Chandra, Sf No: 13, No:1/168, Nagarajan Nagar, Mala Kodi, Ariyur Post, Vellore Dt - 632055 / 0416-2271438 | ARYUR1 | Airtel | Tamil Nadu | GBT
IN-1059202 | PERUMUGHI | 12.9483 | 79.2138 | A.K.Raja Pushanam, 81/49, No:1/327-A, Ganesan Rice Mill, Pilliyar Palayarkuppam , Perumugi, Vellore - 9 | PRMGI1 | Airtel | Tamil Nadu | GBT
IN-1059212 | SEEVUR | 11.9342 | 79.5269 | R.A.P.MITHIRAN, SF NO: 336/2B, N: 4/38, CHRISTIAN STREET, SEEVUR VILLAGE, KATPADI VIA, VELLORE - 632 106 / 9443308595, 9345403501 / 0416-2274333 | SEVUR1 | Airtel | Tamil Nadu | GBT
IN-1059241 | THIRUVALAM | 12.0671 | 79.2444 | 480/1 CPS KALAYANAMANDAPAM, VELLORE MAIN ROAD, THIRUVALAM | TRVLM1 | Airtel | Tamil Nadu | RT Tower
IN-1059255 | VILAPAKKAM | 12.8549 | 79.2972 | K.V.Rajaram, Sf No: 756/2A, Old No:35B, New No: 31, Arcot Road, Villapakkam, Behind Post Office, Arcot Tk, Vellore - 632 521 / 04172-258465 , 258468 | VLPKM1 | Airtel | Tamil Nadu | GBT
IN-1059256 | VELLORE | 12.8786 | 79.128 | Plot Before Statebank Atm , Cmc , Bagayam. | VLR09 | Airtel | Tamil Nadu | GBT
IN-1059362 | SENGILIKUPPAM | 12.7196 | 78.6628 | M.Umachandran Land, Near Nsr Petrol Pump, Sf.No. 35 & 36/1A, Sengilikuppam, Ambur Main Road,Vaniyambadi T.K, Vellore Dist.Ph: 98400 55586 | SLKPM1 | Airtel | Tamil Nadu | GBT
IN-1059363 | SN PALAYAM | 12.8925 | 78.8894 | B.DAMODHARAN, NO:773/2, AGARAMCHERI VILLAGE, MADHANUR VIA, VANIYAMBADI TK, VELLORE DIST. | SNPLM1 | Airtel | Tamil Nadu | GBT
IN-1059368 | VENGALI | 12.8453 | 78.8017 | V.V.Dhandapani, Land In Sf No; 18/3B, Vengali Post, Vaniyambadi Tk, Vellore Dist-635812. Ph: 04171-242570, 94434-89662 | VNGLI1 | Airtel | Tamil Nadu | GBT
IN-1059392 | MALLAPALLI | 12.5541 | 78.4557 | R.DHANAPAL, SF NO: 174/10B, MELMALLAPALLI, MALLAPALLI POST, PUDUPET VIA, VELLORE DIST. PH: 94442-66307 | MLPLI1 | Airtel | Tamil Nadu | GBT
IN-1059393 | DHARAPADAVEDU | 12.9707 | 79.1453 | Jayasakthi, W/O Ekambaram, #9, Ii Main Street, Bharathi Nagar, Vellore Dist-632007. Ph: 94432-89296, 0416-2244452 | VLR16 | Airtel | Tamil Nadu | GBT
IN-1059395 | THATTUKALAI | 12.9115 | 78.9944 | 44&45 IRUVANGODU ROAD, TATTUKALAI, VELLORE MAIN ROAD, VELLORE DIST | TTKLI1 | Airtel | Tamil Nadu | GBT
IN-1059413 | GUNDIYAVAL NATHAM | 12.5426 | 78.4106 | P.HITLER, SURVEY NO. 308/1B, GUNDIYAVAL NATHAM, ANGINAYANAPALLI POST, KRISHNAGIRI DT-635104, 04343-266459, 94435 93957 (NH46 (BETWEEN MALLAPALLI TO BURGUR) | GUNDI1 | Airtel | Tamil Nadu | GBT
IN-1059520 | CHETTITHANGAL | 12.9542 | 79.336 | C.M.CHANDRASEKAR, 56, SUBBURAYAN STREET, CHETTITHANGAL, RANIPET POST, WALLAJAH TALUK, VELLORE DIST-632404.PH: 94432-71803 | CTNGL1 | Airtel | Tamil Nadu | GBT
IN-1059523 | KARAI-1 | 12.9356 | 79.3196 | NO:14A,LABOUR PADA SALAI,KARAI POST,RANIPET,VELLORE (DIST) | KARAI1 | Airtel | Tamil Nadu | GBT
IN-1059529 | JAFFRABAD | 12.9595 | 79.1128 | S. MANI CHETTIYAR, SF NO: 241, ABIRAMI RICE MILL, PILLAYAR KOIL STREET, JAFFRABAD, GANDHI NAGAR VIA., VELLORE DT - 632006, PH: 0416-2241929 (ACQ BY K. VENUGOPAL) | JFBAD1 | Airtel | Tamil Nadu | GBT
IN-1059530 | KALINJUR | 12.2548 | 78.7634 | V.MAHESWARI, W/O, A. VEERARAGAVAN, SF NO: 272 /3B, LAND BACKSIDE OF THE PLOT BEARING NO: 38/1, PANNER SELVAM STREET, KALINJUR, VELLORE DT-632006, PH: 99420 63062, 99420 63580 (ACQ BY KVG) | KLNJR1 | Airtel | Tamil Nadu | GBT
IN-1059535 | PACHCHAL | 12.5117 | 78.5597 | MR. RAJ, S/O MR RAMASWAMI GOUNDER, SF NO. 273/1, 273/1D, NEAR POLYTECHNIC COLLEGE, NO. 107B, PALLI VATTAM, PACHAL, THIRUPATHUR TK, VELLORE DT, PH: 98945 60022 (ACQ BY KVG - 98940 10610) | PCHAL1 | Airtel | Tamil Nadu | GBT
IN-1059538 | SENUR | 12.4506 | 78.5727 | M.SIVAKUMAR, NO.56/1/61A, LAND NEAR HOUSE, MARAIAMMAN KOVIL ST. SENUR, KATPADI TK, VELLORE DIST - 632006, PH: 0416-5566212 / 2244131 (ACQ - VENUGOPAL - 98940 10610) | SENUR1 | Airtel | Tamil Nadu | GBT
IN-1059541 | SEMBEDU | 12.896 | 79.0911 | Open Land Of Mr. Erusan, 3/6, Land Opposite House,School Street, Sembedu Vellore Dist.-632002, Ph-2227445?,, 2214926(S), 9345568955 | SMBDU1 | Airtel | Tamil Nadu | GBT
IN-1059563 | MADAPALLI | 12.4897 | 78.6021 | MR. UMA MAHESH, BACK SIDE OF ARUNA THEATRE, SF NO. 80, NEW SF NO. 837/4, TIRUPATTUR ROAD, MADAPALLI, TIRUPATTUR (CONTACT ADDRESS:- MIG 682, II PHASE, TNHB, DHARMAPURI) PH - | MDPLI1 | Airtel | Tamil Nadu | GBT
IN-1059592 | KARUGAMPATTUR | 12.4633 | 79.05 | V.THAMAYANTHI, SF NO: 112/3, CHINNAMANI KOIL STREET, KARUGAMPUDUR, VELLORE-632013. PH: 93453-05817 | KGPTR1 | Airtel | Tamil Nadu | GBT
IN-1059672 | KARASAMANGALAM | 12.9751 | 79.0932 | MR.K.GOVINDASAMY,S.F.NO.51/1 H,NO.115,KARASAMANGALAM CROSS ROAD,KARASAMANGALAM POST, LATHARI VIA,VELLORE DIST.-632 202.PH:0416-2238872, | KRSGM1 | Airtel | Tamil Nadu | GBT
IN-1059754 | KETHANDAPATTI | 12.6136 | 78.5556 | NO.303/4D,VELLORE MAIN ROAD,CHINNOR,KATHANDAPATTI | KENDT1 | Airtel | Tamil Nadu | GBT
IN-1059760 | ERANTHANGAL | 13.0096 | 79.2261 | MR.RAGHUPATHY ,S/O APPAYINAIDU,NO 2/28 ERANTHANGAL MOTOR,SUGAR MILL (POST) KATPADI(DIST) | ERANT1 | Airtel | Tamil Nadu | GBT
IN-1059891 | NANDAYALAM | 12.9378 | 79.2516 | THE PRESIDENT, NANDIYALAM PANCHAYAT, NO.167&168, NO.3/25,NANDIYALAM PANCHAYAT, ARCOT DIVISION, NANDIYALAM VILLAGE, VELLORE DIST - 632 517 | NANDA1 | Airtel | Tamil Nadu | GBT
IN-1059906 | SURALUR | 12.9938 | 78.8624 | MR.K.MUNUSAMY, SF NO: 113/2, SOORALUR, SENGUNTRAM POST, GUDIYATHAM TK, VELLORE DT - 632 602, | SURLR1 | Airtel | Tamil Nadu | GBT
IN-1059908 | ARCOT TOWN | 12.7652 | 78.7023 | KONARKESAVAN STREET | ARCT4 | Airtel | Tamil Nadu | GBT
IN-1059910 | KANGEYNALLUR | 12.9522 | 79.1503 | T.LOGANATHAN, SF NO: 399/1, OLD NO: 599, NEW NO: 4/226C, OTTAKOTTAR STREET, KANGEYANALLUR, KADPADI, VELLORE - 632006 / 0416-2241876 | KGNLR1 | Airtel | Tamil Nadu | GBT
IN-1059945 | PALAVANSATHU | 12.8919 | 79.1321 | Miss.m. Mohana, D/o. G. Manivelu, S.f.no.-24 & 19/2, No.376a, Koothandavar Koil Street, Palavan Sathu, Vellore Dist- 632 002, Ph: 93453-03379 (acq By Kvg) | PLSTU1 | Airtel | Tamil Nadu | RT Tower
IN-1059983 | VIT-1 | 12.9671 | 79.1577 | MR.JAYARAMAN, BEHIND BTSOL OFFICE, VIT NAGAR, KATPADI, VELLORE-632 006. PH:9843809334 | VLR23 | Airtel | Tamil Nadu | GBT
IN-1059985 | MARAIMALAI ADIYAN STREET | 12.9499 | 79.1443 | K.BABHEE, NO.7/13A, MARAIMALAI ADIYAR STREET, JOLARPETTAI, VELLORE-635851. PH: 9994335311. 04179-243176 | JOLR2 | Airtel | Tamil Nadu | GBT
IN-1060013 | LATHERI | 12.9717 | 79.0686 | 141,MAIN ROAD,VASAVI COMPLEX,LATHERI,KATPADI,VELLORE | LATER1 | Airtel | Tamil Nadu | RT Tower
IN-1060071 | K.M.G COLLEGE | 12.6651 | 79.5404 | N0.12 AMMANA KUPPAN,RAILWAY STATION,GUDIYATTAM TALUK,VELLORE | GDHM5 | Airtel | Tamil Nadu | GBT
IN-1060075 | THIRUVIKA NAGAR | 12.187 | 78.9598 | PARANAM PATTU, HIGH ROAD GUDIYATHAM TK VELLORE | PRNPT3 | Airtel | Tamil Nadu | GBT
IN-1060079 | KONAMBEDU | 12.6881 | 78.6254 | MR.T.MUNEEBAHAMED,S/O.MOHAMMEDGOUSE,KADARPETTAI,KONAMBEDU,VANIAMBADI-TK,VELLORE-635751.PH:9443492963. | VMBD7 | Airtel | Tamil Nadu | GBT
IN-1060128 | SRI SHAILAM NAGAR | 12.9499 | 79.1443 | MRS.S.ARUMBARKULAZHI,SF.NO.359/1,2,2A&361,SRI SHAILAM NAGAR,MAIN ROAD,KANGEYANALLUR,KATPADI,VELLORE DIST.-632 006.PH:0416-2243157 | KTP06 | Airtel | Tamil Nadu | GBT
IN-1060142 | KONAVATTAM | 11.6283 | 79.0365 | MR.M.N.ARUMUGAM,SF.NO.166/1,KEEL MANAVOOR MAIN ROAD,VELLORE DIST.-630013.PH:9367742323/9443037788 | KNVTM2 | Airtel | Tamil Nadu | GBT
IN-1060149 | HIGH ROAD | 12.9391 | 78.7196 | MR.A.SUMERA SUMAN/MR.A.SHAMEEL AHAMED,SF.NO.5/23,LAND NEAR BSNL TOWER,NOOR AHAMED,1ST STREET,PERANAMPET,GUDIYATHAM TALUK,VELLORE DIST.-635 810.PH:94434-38215/04171-232492 | PRNPT2 | Airtel | Tamil Nadu | GBT
IN-1060193 | PUDHUPADI | 12.8728 | 79.3687 | MR.D.NADRASAN,S/O.M.DEVARAJ,SF.NO.458/1,456,457&459/1,ANANI KATTU ROAD,PUDHUPADI,ARCOT,VELLORE DIST.-632503.PH:94432 34172(REMARKS:NADRASAN ALIAS MR.NAGARAJ) | PUDHU1 | Airtel | Tamil Nadu | GBT
IN-1060199 | AMBEDKAR NAGAR | 12.7947 | 78.7074 | MR.M.SELVAKUMAR,S/O,S.MURUGAN,1ST STREET,AMBEDKAR NAGAR,DEVALAPURAM POST,AMBUR,VELLORE-635811-PH-98425 17046 | AMBR9 | Airtel | Tamil Nadu | GBT
IN-1060255 | CHINAKALLUPALLI | 12.6307 | 78.602 | MR.P.RAMACHANDRAN,SF.NO.228,CHINNAKALLUPALLI,KALANDRA POST,JOLARPETTAI MAIN ROAD,VANIYAMBADI TALUK,VELLORE DIST-635 751-PH-04179 253137 | CKLPL1 | Airtel | Tamil Nadu | GBT
IN-1060258 | GOVT THIRUMAGAL MILLS COLLEGE | 12.4917 | 78.5585 | MRS.N.ESWARI, W/O.P.THIYAGARAJAN, S.NO.100B/1 & 2A, PLOT NO.12 & 13, FOREST STREET, NEAR THIRUMAGAL MILLS ARTS COLLEGE, GANDHI NAGAR, GUDIYATHAM, VELLORE DIST - 632 602. | GDHM10 | Airtel | Tamil Nadu | GBT
IN-1060277 | CHURCH STREET | 12.9664 | 79.0673 | MRS.S.RADHAMMAL,W/O.SEETHARAMAN,SF.NO.7/100,LATHARI,KATPADI TALUK,VELLORE DIST.-632 202.PH:94427 13180 | LATER2 | Airtel | Tamil Nadu | GBT
IN-1060283 | MARUDHAR KESHRIJAIN COLLEGE FOR WOMEN | 11.7404 | 78.9535 | MR.L.RAJA,S/O.LATE.LAKSHAMAN,SF.NO.17/7B,NEAR MARADHUR KESARI JAIN COLLEGE,CHINNAKALLUPALLI,KALANDRA POST,VANIYAMBADI TALUK,VELLORE DIST.-635701,PH:98941-24177 | CKLPL2 | Airtel | Tamil Nadu | GBT
IN-1060292 | PUDUPET ROAD | 12.1526 | 79.4093 | MRS.D.VIJAYAKANTHAM, W/O.G.RAMAMOORTHY, S.NO.142, NO.25, PUDUPET ROAD, 7TH STREET, THIRUPATTUR-TK, VELLORE DIST - 635 601. PH:99433 99084/04179-224083 | TPTR8 | Airtel | Tamil Nadu | GBT
IN-1060301 | KUDAPPATTU | 12.1697 | 79.0359 | MR.P.THIRUPATHY,S/O.THANGAVEL,KUDAPATTU VILLAGE AND POST,THIRUPATUR TALUK,VELLORE DIST.-635653.PH:04179-324968 | KDPTU1 | Airtel | Tamil Nadu | GBT
IN-1060302 | RADDIYAR | 12.5823 | 78.5885 | MR.M.NARAYANAN,S/O.MUNISAMY,SF.NO.15/2,2C8,PUTHUR WEST KOLLA KOTTAI,REDDIYUR BUS STOP,REDDIYUR POST,THIRUPATHUR TALUK,VELLORE DIST.-635 851.PH:99446-80077 | RDDYR1 | Airtel | Tamil Nadu | GBT
IN-1060310 | THAMALARI MUTHUR | 12.5396 | 78.5754 | MR.L.KANNAN,S/O.LOGANATHAN,SF.NO.243/9,K.P.VATTAM,THAMALARI MUTHUR,JOLARPET,THIRUPATHUR TALUK,VELLORE DIST.-653 601.PH:94436-29446/04179-241856 | TMLRI1 | Airtel | Tamil Nadu | GBT
IN-1060313 | ANDIYAPPNUR | 12.5328 | 78.7016 | MR.K.SATHYAMOORTHY,S/O.D.R.KUPPAJI RAO,SF.NO.38,NEW NO.911/13,MAIN STREET,ANDIYAPPANUR,VANIYAMBADI TALUK,VELLORE DIST.-04174-269432/269370 | ADYPR1 | Airtel | Tamil Nadu | GBT
IN-1060327 | PUDUMANAI | 12.9893 | 78.89 | MRS.R.PAVUAMMAL,SF.NO.53/1B,OPEN LAND NEAR FIRE BRICKS,CHITOOR MAIN ROAD,RAMALAI,GUDIYATTAM,VELLORE DIST.PH:99409-76127 | PDMNI1 | Airtel | Tamil Nadu | GBT
IN-1060351 | MARIMANNIKUPPAM | 11 | 79 | MR.C.SHENBAGAM,SF.NO.520/1A3,MANIMANNI KUPPAM,THIRUPATUR,VELLORE DIST.-PH:04174-269637 | MRMPM1 | Airtel | Tamil Nadu | GBT
IN-1060391 | KILARASAMPATTU | 12.5713 | 78.3998 | MR.SIVARAJ/MRS.VALARMATHI,SF.NO.208/99,KANNAMANGALAM ROAD,OPP.TO RICE MILL,KILARASAMPATTU,VELLORE DIST.-632 312.PH:94425-85654/04173-241177 | KTLPU1 | Airtel | Tamil Nadu | GBT
IN-1060395 | KOTHAKATTAI | 12.1892 | 79.5871 | KOTTHAKOTTI POST,VANIYAMBADI TALUK | KHKTI1 | Airtel | Tamil Nadu | GBT
IN-1060400 | MOTTUR | 12.9289 | 79.3434 | MR.R.SUBRAMANI,S/O.RAJ GOUNDER,SF.NO.6/63,KUMUCHIMOTTUR,PERIYAKUMCHI POST,THIRUPATUR TALUK,VELLORE DIST.-635601.PH:9486-328820 | MTTUR1 | Airtel | Tamil Nadu | GBT
IN-1060408 | MODIKUPPAM | 12.8501 | 79.1092 | DOORALANMAL,VALLASI VILLAGE,MODIKUPPAM POST,GUDIYATTAM | MDKPM1 | Airtel | Tamil Nadu | GBT
IN-1060427 | NARIYANERI | 12.4759 | 79.3045 | MR.N.S.ARUMUGAM,S/O.SUBBA GOUNDER,NARIYANERI POST,OPP.TO GOVT.SCHOOL,THIRUPATUR TALUK,VELLORE DIST.-PH:94426-73380 | NRYNR1 | Airtel | Tamil Nadu | GBT
IN-1060453 | MATRAPALLI | 12.9244 | 79.3306 | MATRAPALLI NEAR GOVT HIGH SCHOOL, THIRUPATTUR TALUK, VELLORE DIST | MTRPL1 | Airtel | Tamil Nadu | GBT
IN-1060454 | NACHARKUPPAM | 12.7345 | 78.7107 | R.SHANMUGAM,S/O,RATHINA GOWNDER,NACHARKUPPAM,PERIYANG KUPPAM POST,VANIYAMBADI TALUK,VELLORE DIST-635 814-PH-04174 329434 | NACHA1 | Airtel | Tamil Nadu | GBT
IN-1060460 | SINGARANPALLI | 12.6479 | 78.5733 | MR.CHINNARAJ,S/O.CHINNATAIAPPAN,NO.26,SINGARANPALLI,THIKKUPATTU POST,VANIYAMBADI TALUK,VELLORE DIST.-635801.PH:94429-44165/04174-267072 | SINGR1 | Airtel | Tamil Nadu | GBT
IN-1060472 | MELPADI | 13.0633 | 79.2811 | INDUS TOWER, THULUVAVELALAR ST, MELPADI VILLAGE&POST, KATPADI TK, VELLORE DIST | MLPDI1 | Airtel | Tamil Nadu | GBT
IN-1060475 | PERIYANGKUPPAM ROAD | 11.9459 | 79.4973 | M.SUDARSAN,NEAR ECDC COMPANY GANDHINAGAR,PERIYAKUPPAM MAIN ROAD,AMBUR-635 814(REMARKS-C.LICKMI CHAND IS THE UNCLE OF M.SUDARSAN) | solur2 | Airtel | Tamil Nadu | GBT
IN-1060480 | ARIYUR | 12.9834 | 78.9658 | MRS.AK.MALLIGA,W/O.KANNAN,SF.NO.1/56,OPP OPEN LAND ,NEW STREET,ARIYUR,VELLORE DIST.-632 002.PH:99432-49822/93447-08084 | ARYUR2 | Airtel | Tamil Nadu | GBT
IN-1060482 | KURUSILAPATTU | 12.5086 | 78.6516 | MRS.M.KAIRUNISHA,W/O.MOHAMMED GHOUSE,KURUSILAPATTU,ALANGAYAL MAIN ROAD,VANNIYAMBADI TALUK,VELLORE DIST.-635702.PH:04179-325002 | KRSPT1 | Airtel | Tamil Nadu | GBT
IN-1060485 | VARGUR | 12.9802 | 79.4081 | N.K.KAILASAM, SF.NO.408/1F,408/11,282,GOVT. SCHOOL STREET,WALAJAPET TALUK,VELLORE DIST.-632 501.PH:94427-43212/04173-326611 | VRGUR1 | Airtel | Tamil Nadu | GBT
IN-1060494 | PERAMBUT | 12.0318 | 79.3498 | MR.M.PANNER,SF.NO.88/2A1C,AMBEDAKAR NAGAR,NO.3/9,PERAMBUT POST,TIRUPATTUR TALUK,VELLORE DIST.-PH:94867-25246 | PRMBT1 | Airtel | Tamil Nadu | GBT
IN-1060496 | SEVVATHUR | 12.4274 | 78.5117 | MR.T.SARAVANAN,S/O.THANGAVEL,SEVATHUR VILLAGE & POST,THIRUPATHUR TALUK,VELLORE DIST.-635654.PH:04179-293864 | SVTHR1 | Airtel | Tamil Nadu | GBT
IN-1060513 | RAJAJI KULKARAI STREET | 7 | 65 | MR.J.C.MOHAN 987/1,AIKATTU NEW ST,WALAJPET,VELLORE DIST.- 632513,PH:9894636640,04172-231995 | WJPT5 | Airtel | Tamil Nadu | GBT
IN-1060519 | PONNERI | 12.5984 | 78.5982 | MR.K.PANDIYADURAI,S/O. G.KESAVANVALU, S.F.NO: 193/3A, PONNERI ( VILL& PO), NEAR GOVT SCHOOL, TIRUPATTUR ( T.K), VELLORE DT: 635851. | PNNRI1 | Airtel | Tamil Nadu | GBT
IN-1060575 | MANDALAVADI | 12.6074 | 78.6038 | MRS.S.POUNNAMMAL,W/O. SIVARAMAN, S.F. NO: 125/3A, MANDALAVADI ( VILL & PO), TIRUPPATTUR ( T.K), VELLORE ( DT) - 635851. PH :9944238715 | MNDDI1 | Airtel | Tamil Nadu | GBT
IN-1060586 | PANIYANDAPALLI | 12.5304 | 78.4893 | MR.R.SANTHASELAN,S/O.RAJA,S.F.NO:121/3A, PANIYANDAPALLI-PO, PUDUPET -VIA, THIRUPATTUR(TK), VELLORE (DT):635651. PH: 04179 294697,9442186209 | PNDPL1 | Airtel | Tamil Nadu | GBT
IN-1060588 | POONGULAM | 12.5718 | 78.7518 | MR.A.SAMINATHAN, S/O.ARASA GOUNDER, S.NO.140/1E, NEAR PILLAIYAR KOIL STREET, POONKULAM VILLAGE & POST, VANIYAMBADI-TK, VELLORE DIST - 635 701. PH:04174-269749 | PNGLM1 | Airtel | Tamil Nadu | GBT
IN-1060594 | BALUR | 12.8766 | 78.702 | MR.C.JOTHIRAMAN, S/O.CHINNASAMY GOUNDER, S.NO.249/1, BHALUR VILLAGE, KOTHUR POST, GUDIYATHAM-TK, VELLORE DIST - 635 810. PH:04171-258533 / 258604 | BALUR1 | Airtel | Tamil Nadu | GBT
IN-1060600 | RACHAMANGALAM | 12.4506 | 78.5727 | MR.S.GOVINDARAN,S.ANBALAGAN, S/0.SETTU, S.F.NO: 201/2A1, RACHAMANGALAM -PO, THIRUPPATTUR ( TK), VELLORE (DT)- 635653. PH: 9367765363 | RMGLM1 | Airtel | Tamil Nadu | GBT
IN-1060602 | THIRIYALAM | 12.5623 | 78.5397 | MR.V.RAJESHBABU, S/O. D.VENKATARAMAN, S.F.NO: 125/1A1H, THIRIYALAM -PO, THIRUPPATUR ( TK), VELLORE (DT)- 635851. PH: 9344144199 | TRILM1 | Airtel | Tamil Nadu | GBT
IN-1060604 | VISHAMANGALAM | 12.4043 | 78.5943 | MR.V.K.SUBRAMANI,SF.NO.21/1,NEAR BSNL TOWER,VISHAMANGALAM,THIRUPATHUR TALUK,VELLORE DIST.-635 652. | VISHA1 | Airtel | Tamil Nadu | GBT
IN-1060605 | VALAYAPATTU | 12.6938 | 78.6342 | 110/VALAYAMPATTU,KOIL STREET,VANIYAMBADI TALUK | VMBD11 | Airtel | Tamil Nadu | GBT
IN-1060606 | MARIAMMAN KOIL STREET | 12.6811 | 78.6093 | MRS.G.JAYAKANTHI,W/O.PT.MURUGESHAN,SF.NO.B11-15,NO.136/A,MAJITH STREET,CHENNAMPET,VANIYAMBADI,VELLORE DIST.-635 751,PH:98946 03780/04174-226988 | VMBD9 | Airtel | Tamil Nadu | GBT
IN-1060614 | IRUNAPATTU | 12.5264 | 78.6761 | MR.K.ASHOKAN,S/O.KANNAN,RAJAVEEDHI,OPP.TO V.A.O.OFFICE,ERUNAPATTU,VANIYAMBADI TALUK,VELLORE DIST.PH:99431 12547 | IRNPT1 | Airtel | Tamil Nadu | GBT
IN-1060616 | KADIRIMANGALAM | 12.4934 | 78.5287 | MR.T.A.SUBRAMANI,S/O. AYADURAI, S.F.NO: 120/3, KADHIRIMANGALAM-PO, THIRUPATTUR(TK), VELLORE (DT) - 635601 | KDMLM1 | Airtel | Tamil Nadu | GBT
IN-1060620 | KASINAYAGAMPATTI | 12.4842 | 78.5348 | MRS.P.RADHA,W/O.PADMANABAN,S.F.NO: 20/26B, KASINAIKANPAATI-PO, KRISHNAGIRI MAIN ROAD, THIRUPPATTUR (TK) VELLORE (DT): 635901. PH: 04179223718,9345082155 | KSGPT1 | Airtel | Tamil Nadu | GBT
IN-1060631 | PASUMATHUR | 12.9366 | 78.9438 | MR.D.DINAKARAN, S/O.DHAMODHARAN, S.NO.397 & 398/2, NAMACHIVAYAN KOIL, SIVANPADAI VEEDHI, PASUMATHUR, VELLORE DIST - 635 803. PH:94435 40417 / 94435 83839 | PSMAR1 | Airtel | Tamil Nadu | GBT
IN-1060643 | VENGATASAMUDRAM | 12.7918 | 78.6901 | MR. J.BALAJI, S/O. JAGATHEESHAN, 24, PERIYA VENKATASAMUDRAM, THUTHIPATTU VIA, VANIYAMBADI (TK), VELLORE ( DT) -635811. PH: 04174-293240,9362658723 | VGTSM1 | Airtel | Tamil Nadu | GBT
IN-1060645 | VELAKALNATHAM | 12.5485 | 78.4433 | MR.R.SURESH,S/O.RAJA,VILAKALNAYTHAM,BANGALORE MAIN ROAD,TIRUPATHUR TALUK,VELLORE DIST.-635651.PH:04179-252214 | VLNTM1 | Airtel | Tamil Nadu | GBT
IN-1060681 | V.G RAO NAGAR | 12.9627 | 79.1505 | MR.M.JAYARAMAN,AVAI STREET,V.G RAO NAGAR,VELLORE.Ph:0416-2244036 | VLR38 | Airtel | Tamil Nadu | GBT
IN-1060684 | AGRAHARAM | 12.5503 | 78.5076 | MR.A.C.MAHENDIRAN, S/O. CHENDRAYAN, S.F.NO: 465/3, PUDUPET (VIA), THIRUPPATUR (TK), VELLORE (DT) : 635651. PH: 9443543320 | AGHRM1 | Airtel | Tamil Nadu | GBT
IN-1060767 | KARUMBUR | 12.7749 | 78.6744 | NO 41, SCHOOL STREET, KARAMBUR | KRMBR1 | Airtel | Tamil Nadu | GBT
IN-1060779 | ARANGALDHURUGAM | 12.7806 | 78.6336 | ARANGALAM VILLAGE & POST, THUTHIPET VIA, AMBUR TALUK, VELLORE | ARNGM1 | Airtel | Tamil Nadu | GBT
IN-1060787 | CHAKKARA MALLUR | 12.8593 | 79.4101 | 2/64 ,ELUPAPYI MAIN ROAD ,ARCOT,TK,VELLORE DT | CKMLR1 | Airtel | Tamil Nadu | GBT
IN-1060819 | SATHUR | 12.8619 | 79.3139 | MRS.M.RANIAMMAL,W/O.SP.MURUGESAN,SF.NO.331/4 &10,SATTUR CROSS ROAD,SATTUR,ARANI ROAD,VILLAPAKAM,ARKADU TALUK,VELLORE DIST.--632 521.PH:04172-320427(REMARKS:MR.SARAVANAN MOTHER IS MRS.M.RANIAMMAL) | SATUR1 | Airtel | Tamil Nadu | GBT
IN-1060840 | ALANGAYAM | 11.8871 | 78.9151 | MR.G.ELUMALIS LAND ,40, DURAISWAMI MUDALAYAR STREET, OPP POLICE STATION, ALANGAYAM PH 04174-265611(PP SARAVANI CLINIC) | AGYM1 | Airtel | Tamil Nadu | GBT
IN-1060842 | AMBUR | 12.5526 | 78.9173 | MOHAMMED BILAL, OPP TO N.M.Z TANERY INDUSTRY, AMBUR | AMBR3 | Airtel | Tamil Nadu | GBT
IN-1060926 | MADHANUR | 12.1816 | 79.0116 | JANARTHANAN LAND, CHENNAI-BENGALURU HIGHWAY, MADHANUR | MDNR1 | Airtel | Tamil Nadu | GBT
IN-1060946 | NATRAMPALLI | 11.8694 | 79.5167 | NO.65,OPP TO TELEPHONE EXCHANGE,1250 RCS MAIN ROAD,TRAMPALLI | NPLI1 | Airtel | Tamil Nadu | GBT
IN-1060963 | PALLIKONDA | 12.049 | 79.217 | VENUGOPAL, NO:48B, GUDIYATHAM ROAD, PALLIGONDA, VELLORE DIST. | PKND1 | Airtel | Tamil Nadu | GBT
IN-1060974 | POIGAI | 12.7497 | 79.25 | SHANMUGAM LAND, 2/438 BANGALORE MAIN ROAD, POIGAI | POGI1 | Airtel | Tamil Nadu | GBT
IN-1060988 | RAJIKKAL | 12.9288 | 79.1357 | VARADHARAJA MUDALAIARLAND, ALINJIKUPPAM , RAJIKKAL | RJKL1 | Airtel | Tamil Nadu | GBT
IN-1060993 | RANIPET-2 | 12.9664 | 79.1716 | 477/11 MUGUNDHARAYAPURAM, SIPCOT, RANIPET | RNPT2 | Airtel | Tamil Nadu | GBT
IN-1061042 | VANIAMBADI | 12.3372 | 78.8817 | 19, GOVINDAPURAM, MADURANANDANAGAR, PUDUR RAIL GATE, VANIYAMBADI | VMBD2 | Airtel | Tamil Nadu | GBT
IN-1061051 | PUTTUKOVIL | 12.6372 | 78.57 | Mr. P.Devaraj, S.F.No. 305/3B, Pethakallupalli Grama Madura, Puthukoil, Vaniambadi T.K, Vellore-635801, Ph: 94448 13799, 98418 22900 | PTKVL1 | Airtel | Tamil Nadu | GBT
IN-1061086 | KALLAPADI | 13.0022 | 78.9039 | MR.D.MUNIRATHINAM,S/O.DURAISAMY,NO.3/32,RANGATHUR VILLAGE,KALLAPADI POST,GUDIYATHAM TALUK,VELLORE DIST.-632602.PH:04174-220618 | KLLPD1 | Airtel | Tamil Nadu | GBT
IN-1061089 | AGARAM | 12.8237 | 78.8835 | MRS.G.VENDAAMMAL, W/O. GUNASEKAR, S.F.NO: 694/1, AGRAM COLONY, KONAPALLI( PO), MADHANOOR -VIA, VELLORE(DT)-632002. PH: 9994341679,9344717913 | AGRAM1 | Airtel | Tamil Nadu | GBT
IN-1061184 | KH APOLLO HOSPITAL | 12.9222 | 79.2747 | K.H APOLLO HOSPITAL, VELLORE | VISHM1 | Airtel | Tamil Nadu | RT Tower
IN-1061227 | RIFAH SHOES | 12.8036 | 78.7357 | RIFAH SHOES (P) LTD, KANNIKAPURAM, MC ROAD, AMBUR | AMBRM3 | Airtel | Tamil Nadu | RT Tower
IN-1061257 | VELLORE | 12.9254 | 79.1337 | Cmc Hospital, Asha Building, Vellore | VLR08 | Airtel | Tamil Nadu | RT Pole
IN-1061258 | VIT | 11 | 79 | G Block, Boys Hostel, Vit, Vellore | VLR15 | Airtel | Tamil Nadu | RT Pole
IN-1061266 | AMBUR | 7 | 65 | NO 168 SK ROAD, APPOLO PHARMACY BUILDING, KRISHPURAM, AMBUR | AMBR1 | Airtel | Tamil Nadu | RT Tower
IN-1061267 | AMBUR | 12.7801 | 78.7167 | SUGAR MILL CORPORATE OFFICE, NEAR RAJIV GANDHI SALAI 2ND STREET, BYPASS ROAD, AMBUR | AMBR2 | Airtel | Tamil Nadu | RT Tower
IN-1061268 | MOOTUKOOLAI | 12.726 | 79.3668 | E.FATHIMA, FATHIMA MOSQUE SHOP COMPLEX, T.ABDUL RAZAK STREET, AHMEDI NAGAR, AMBUR , VELLORE - 635 802 / 94434-38089 | AMBR4 | Airtel | Tamil Nadu | RT Tower
IN-1061269 | AMMOOR | 12.1982 | 79.1437 | M. RAMAMOORTHI, ADVOCATE, D. NO 180, GEETA MEDICAL BUILDING, SURVEY NO. 676, NO-180, SHOLINGHAR ROAD, AMMOOR, WALAJABAD TK, VELLORE DT-632501, PH: 04172-253308, 936039507 | AMOOR1 | Airtel | Tamil Nadu | RT Tower
IN-1061282 | ARCOT | 12.9053 | 79.3244 | BAZZAR STREET ARCT TALUK,VELLORE | ARCT1 | Airtel | Tamil Nadu | RT Tower
IN-1061431 | GUDIYATHAM | 12.4309 | 79.2868 | 68,GPM STREET,GUDIYATTAM | GDHM1 | Airtel | Tamil Nadu | RT Tower
IN-1061432 | GUDIYATHAM | 12.2396 | 79.076 | DEVI WINES BLDG,NO 21 A/7 MALAPATTI ROAD,NETHAJI CHOWK,GUDIYATTAM | GDHM2 | Airtel | Tamil Nadu | RT Tower
IN-1061452 | JOLARPETTAI1 | 12.3207 | 78.7565 | MR VISHWANATHAN, NO 71, NEAR RS JN VANIYAMBADI RD, JOLARPETTAI | JOLR1 | Airtel | Tamil Nadu | RT Tower
IN-1061491 | KONAVATTAM | 12.73 | 79.45 | K.ILAVARASI,D.K.TRADERS,NO-1/31,ANJANEYAR KOIL STREET,BANGALORE ROAD,KONAVATTAM,VELLORE-632 013 | KNVTM1 | Airtel | Tamil Nadu | RT Tower
IN-1061511 | KATPADI | 12.9514 | 79.1375 | Landmark Building, 20/B 1St Main Road, Ghandinagar, Vellore-06 | KTP01 | Airtel | Tamil Nadu | RT Tower
IN-1061522 | KV KUPPAM | 12.0074 | 79.2385 | VASAN ELECTRICALS HARDWARE BUILDING,MAIN ROAD,K.V KUPPAM | KUPM1 | Airtel | Tamil Nadu | RT Tower
IN-1061633 | NARASINGAPURAM | 12.7238 | 79.3001 | MR. MANIKKAM, NATIONAL FANCY & GIFT CENTRE, 42/4B, MBT MAIN ROAD, NARSINGHPURAM, RANIPET TK, VELLORE DT- | NSPRM1 | Airtel | Tamil Nadu | RT Tower
IN-1061718 | PERNAMPET | 12.9347 | 78.7176 | Basha Bhai Complex, Mr.P.M.Basha,5/7, Kasim Street, Pernampet.Mobile 9842681442 | PRNPT1 | Airtel | Tamil Nadu | RT Tower
IN-1061732 | RANIPET | 12.9261 | 79.1382 | NO:18,KVR COMPLEX,OTTAVADAI STREET,RANIPET,VELLORE(DIST) | RNPT1 | Airtel | Tamil Nadu | RT Tower
IN-1061869 | TUTHIPATTU | 12.8464 | 79.1361 | C.EDWIN RAJKUMAR, 6, ARANI MAIN ROAD, ADUKAMBARAI, OPP TO MEDICAL COLLEGE, VELLORE - 1 | TPATU1 | Airtel | Tamil Nadu | RT Tower
IN-1061875 | TIRUPPATHUR | 12.4989 | 78.5692 | PERUMAL DEPT STORES, 4-F, VANIYAMBADI RD, SOWKAT ALI STREET, TIRUPATTUR | TPTR1 | Airtel | Tamil Nadu | RT Tower
IN-1061876 | TIRUPPATHUR | 12.4903 | 78.5644 | KUMARESHAN LODGE, NO 9, RAMAKKAPET, TIRUPATTUR | TPTR2 | Airtel | Tamil Nadu | RT Tower
IN-1061877 | THIRUPATTUR3 | 12.4892 | 78.5706 | A.SUNDARAM BUILDING, # 16-B, BAAZAR STREET, THIRUPATTUR. | TPTR3 | Airtel | Tamil Nadu | RT Tower
IN-1061952 | VISHARAM | 12.9158 | 79.2806 | Imbiaz Ahmed, 229, Anna Rd., Melvisharam . Ph: 266128 | VISH1 | Airtel | Tamil Nadu | RT Tower
IN-1061956 | VELORE | 11 | 79 | 13, Jackson Street, Vellore. | VLR78 | Airtel | Tamil Nadu | RT Tower
IN-1061957 | VELORE | 7 | 65 | Dg Guest House, 20/1 Mitta Ananda Rao Street, Vellore - 632004 | VLR02 | Airtel | Tamil Nadu | RT Tower
IN-1061958 | VELLORE | 12.9067 | 79.1322 | 34, Officers Line, Vellore | VLR03 | Airtel | Tamil Nadu | RT Tower
IN-1061959 | VELLORE | 12.2873 | 79.3606 | Mr Francis , P J Complex,2/99(218) ,Arny Complex,Bhagayam,Vellore | VLR04 | Airtel | Tamil Nadu | RT Tower
IN-1061960 | VELLORE | 11 | 79 | Thiru Arul Mahal, Plot No.250, Sathuvachari Phase Ii, Vellore 632009 | VLR05 | Airtel | Tamil Nadu | RT Tower
IN-1061962 | VIT,VELLORE | 12.9728 | 79.1572 | BOYS HOSTEL BUILDING , H BLOCK , VIT, VELLORE | VLR10 | Airtel | Tamil Nadu | RT Pole
IN-1061963 | VELLORE | 12.218 | 79.7205 | LJRD ILLAM, ANUGANTHAMPOONDI,THOTTAPALAYAM. | VLR11 | Airtel | Tamil Nadu | RT Tower
IN-1061964 | VELAPADDY | 12.5823 | 78.5885 | K.RAJESWARI, NO:66/4, RAJESWARI MEDICAL SHOP BUILDING, BATTAI STREET, VELAPADDY, VELLORE - 1 | VLR12 | Airtel | Tamil Nadu | RT Tower
IN-1061965 | VELLORE | 12.1698 | 79.3888 | MR.KRISHMURTHI SHAW, 70, REDDIYAPPA MUDALI STREET.KOSAPET, VELLORE.PHONE 0416-2221047. | VLR13 | Airtel | Tamil Nadu | GBT
IN-1061966 | THORAPPADI | 12.8941 | 79.1265 | Nimmu Silks & Readymades, 88, Main Road, Periya Allapuram, Vellore-2, 0416-2226679, 2214706 | VLR14 | Airtel | Tamil Nadu | RT Tower
IN-1061972 | VANIAMBADI | 12.68 | 78.6172 | Sarkar Hardwares Bldg, 382, Cl Road, Vaniyambadi | VMBD1 | Airtel | Tamil Nadu | RT Tower
IN-1061973 | VANIAMBADI | 12.9564 | 78.9218 | RAMDAS BUILDING, 30/312, PONNIAMMAN KOVIL STREET, AMBURPET, VANIYAMBADI, VELLORE DT. | VMBD3 | Airtel | Tamil Nadu | RT Tower
IN-1061989 | WALAJAPET | 12.9258 | 79.3644 | SRINIVASA LODGE MAHAL , 20 GKM STREET, WALAJAPET | WJPT1 | Airtel | Tamil Nadu | RT Tower
IN-1061997 | SHENBAKKAM | 12.9263 | 79.1167 | MR. K DASHRATHAN, NO 81, NETAJI RD, SHENBAKKAM, VELLORE-8, 2291060 | SNBKM1 | Airtel | Tamil Nadu | GBT
IN-1062151 | CHITTUR ROAD | 12.6601 | 79.3746 | S. RASHEED, NO:22, KARTHIK MEDICAL SHOP BUILDING, CHITTUR ROAD, THARAPADAVEEDU, KATPADI, VELLORE-632007, PH: 0416-2297042, 98946 36928 (ACQ- ASTER- RAMESH - 98418 22897) | KTP03 | Airtel | Tamil Nadu | RT Tower
IN-1062163 | VANIYAMBADI ROAD | 12.5039 | 78.5696 | D. BALU, 71, GOKUL COMPLEX, PALANISAMY ROAD, VANIYAMBADI ROAD, THIRUPATHUR, VELLORE DT - 635601 | TPTR4 | Airtel | Tamil Nadu | RT Tower
IN-1062169 | MBT ROAD | 12.9249 | 79.3706 | S.M. Kumar, Ts No: 1287, Sarasha Mahal, No: 161, Bajanna Raod, Mbt Road, Walajapet, Vellore Dt-632513, Ph: 04172-270370, 270555 / 92451 51999 (Acq By Venu - 98940 10610) | WJPT2 | Airtel | Tamil Nadu | RT Tower
IN-1062170 | ANNA SALAI | 12.2371 | 78.8667 | 208 ANNA SALAI, ARCT | ARCT2 | Airtel | Tamil Nadu | RT Tower
IN-1062257 | NETHAJI MARKET AREA | 12.9195 | 79.1334 | Mr.B.Sridhar,T.S.No.1526/1&2,1527/1&2,No.105,Chunnambukara Street,Dvp Bakery Building,Long Bazzar,Vellore Dist.-632 004.Ph:93453-02122 | VLR20 | Airtel | Tamil Nadu | RT Tower
IN-1062258 | CHINNAALLAPURAM | 12.2789 | 78.8517 | MR.V.MEGANATHAN, S.F.NO.8/B, NO.29/10, K.M.NATHAN MAHAL, CHINNALLAPURAM, VELLORE DIST - 632001. PH: 94438-15550 / 2223554, 2224814 | ALPRM1 | Airtel | Tamil Nadu | RT Tower
IN-1062284 | SANDHAPET | 12.7403 | 79.6218 | NO.288,MADHINA TRADERS,THAZHALYAM BAZZAR,GUDIYATTAM,VELLORE DIST | GDHM4 | Airtel | Tamil Nadu | RT Tower
IN-1062299 | BETHATSA AREA | 11.993 | 79.3379 | MRS.V.REVATHY,T.S.NO.41,PART,NO.18A,R.V.SHOPPING COMPLEX, R.V.JEWELLERS,ASNAMPET ROAD,AMBUR,VELLORE DIST.-635 802. PH:04174-249708/94437-49702 | AMBR6 | Airtel | Tamil Nadu | RT Tower
IN-1062300 | CMC AREA | 12.9268 | 79.1416 | MRS.MONANMANI, T.S.NO.1201, NO.43/26, MANO COMPLEX, JAYADURGA MANSION BUILDING, ARCOT ROAD, SAIDAPET, VELLORE DIST.-632 004. PH:99940-67767/2225840. (REMARKS:JAYADURGA MANSION IS IN MANO COMPLEX) | VLR22 | Airtel | Tamil Nadu | RT Tower
IN-1062303 | GANDHI NAGAR | 12.959 | 79.1423 | MRS.N.PUSHPA,W/O.MR.NARAYANA RAJ,SF.NO.168/1,SRI COMPLEX,NO.4,9 TH MAIN ROAD,GANDHI NAGAR,KATPADI,VELLORE DIST.-632 006.PH:0416-2243748 | KTP04 | Airtel | Tamil Nadu | RT Tower
IN-1062337 | HOUSING BOARD AREA | 12.4851 | 78.5562 | TIRUPATI KALYANA MANDAPAM, I STAGE, HOUSING BOARD, TIRUPATHUR, VELLORE DIST (G+1) | TPTR5 | Airtel | Tamil Nadu | RT Tower
IN-1062351 | KASPA | 12.903 | 79.124 | Mr.H.Subhan,T.S.No.1830/2 P,No.16/2,S.S.Khan Street,R.N.Palayam,Vellore Dist.-632 001.Ph:4201785 | VLR21 | Airtel | Tamil Nadu | RT Tower
IN-1062365 | MELVISHARAM | 12.9108 | 79.2945 | Mr.P.M.Shanmugam,Sf.No.64/3B,No.73/1,Rajapuram,Ammaikan Murugar Mandapam,Opp.To.Abdul Hakeem College,Melvisharam,Vellore Dist-9.Ph.No. | VISH2 | Airtel | Tamil Nadu | RT Tower
IN-1062395 | KASPA | 12.8018 | 79.4597 | 12/1DHANDU BAZER STREET,KASPA,ARCOT | ARCT3 | Airtel | Tamil Nadu | GBT
IN-1062399 | VALLAR STREET | 11 | 79 | MR. G. PRABHAKAR, NO.149, PLOT NO. 490, HOUSE NO. 2, HARI OM 3RD STREET, TNHB PHASE NO.3, SATHUVACHERI, VELLORE DIST - 632 009, Ph: 0416-225269 | VLR27 | Airtel | Tamil Nadu | RT Tower
IN-1062401 | KASPA ROAD | 12.7921 | 78.7183 | MR. V.C. KUPPUSWAMY NAIDU, MR. V.C. VARADHARAJAN, T.S.NO.4, D.NO.4, KANDAPODI KANAKAR STREET, KASPA A, AMBOOR, VANIYAMBADI, VELLORE DIST - 635802 | AMBR5 | Airtel | Tamil Nadu | RT Tower
IN-1062436 | NEW TOWN | 12.6747 | 78.6251 | 309/YESEEN STREET, NEW TOWN,VANIYAMBADI | VMBD4 | Airtel | Tamil Nadu | RT Tower
IN-1062457 | BHARATHI NAGAR-1 | 12.9452 | 79.3216 | MR. M.K.MURALI SURVEY NO . 5/1A1C,NO.15/735, R.VELU STREET BHARATHI NAGAR ,SIPCOT, RANIPET , VELLORE DIST-632 403 | RNPT3 | Airtel | Tamil Nadu | RT Tower
IN-1062461 | MUSLIMPUR | 12.676 | 78.614 | MR.S.ANANDHAN& MR.S.VENKATESAN OLD T.S .NO. .1243 NEW T.S.NO.16,NO.16, NO. 44 , IQBAL ROAD, MUSLIMPUR , VANIYAMDADI, GOVIDAPURAM POST, VELLORE DIST-635 751 PH:94439 68293 / 04174 224567 | VMBD8 | Airtel | Tamil Nadu | RT Tower
IN-1062464 | PHERENAMPET | 12.652 | 79.4567 | M.N.KARTHIKEYAN,TS NO 2/6 VEERA BADRA MAESTRY STREET,THARANPET,GUDIYATTAM | GDHM6 | Airtel | Tamil Nadu | RT Tower
IN-1062465 | PUDUMANAI | 12.2834 | 79.627 | S.GEETHA,S.NO 1113/NO 30 EXTN STREET,PUDUMANI,GOPALAPURAM,GUDIYATTAM | GDHM7 | Airtel | Tamil Nadu | RT Tower
IN-1062487 | VANIYAMBADI ROAD | 12.5106 | 78.5682 | MRS.P.PADMAVATHY, W/O.A.P.PERUMAL, OLD S.NO.304/2, NEW S.NO.379/10, NO.326, PACHAL ROAD, ASIRIYAR NAGAR, THIRUPATTUR, VELLORE DIST - 635 601. PH:93450 11801/93448 93960. | TPTR7 | Airtel | Tamil Nadu | RT Tower
IN-1062498 | BHAVANI NAGAR | 11.9717 | 79.0803 | MRS.N.DHANLAXMI, S.NO.611/2,3 & 4, DOOR NO.12, 9TH CROSS, BHAVANI NAGAR, KATPADI, VELLORE DIST - 632 007. PH:0416-2241524/94432 41524 | KTP05 | Airtel | Tamil Nadu | RT Tower
IN-1062528 | SHENBAKKAM | 7 | 65 | MR R.ANANDAN , S.NO.14 , NEHRU ROAD, SENPAKKAM, VELLORE DIST - 8 PH:9443392817 PH:0416-2290856 | VLR40 | Airtel | Tamil Nadu | RT Tower
IN-1062529 | PUBADI NAGAR | 11.6337 | 78.9425 | PUBADI NAGAR,ARCOT | ARCT6 | Airtel | Tamil Nadu | RT Tower
IN-1062568 | PALAMANERA ROAD | 12.9473 | 78.8756 | MR.D.THAMBUSAMY,S/O.DURAISAMY,S.NO.895,NO.26A,KATPADI ROAD,R.S. NAGAR,GUDIYATHAM,VELLORE DIST-632602.PH:9843533283/04171-222600 | GDHM8 | Airtel | Tamil Nadu | RT Tower
IN-1062585 | VAKAREEM STREET | 12.7292 | 79.2274 | NO 132 VAKAREEM STREET, AMBUR, VELLORE DIST | AMBR8 | Airtel | Tamil Nadu | RT Tower
IN-1062592 | OLDBYEPASS ROAD | 12.8203 | 78.7658 | MR.M.RAMU,SURVEYNO.1453,NO.2,OLDBYEPASS ROAD,TRM COMPLEX,VELLORE DISTRICT-632001,PH:9894570001/0442234539 | VLR39 | Airtel | Tamil Nadu | RT Tower
IN-1062623 | TUTISUBU STREET | 12.9628 | 79.3064 | MRS.P.ANDAMMAL,W/0.PALANISAMY,T.S.NO.379/2,2A,NO.34,THOTTI SUBBU STREET,WALAPET,VELLORE DIST.-632 513.PH:94865-66593 | WJPT3 | Airtel | Tamil Nadu | RT Tower
IN-1062639 | PARRY NAGAR | 12.9323 | 79.3301 | MR.M.SHAMSHEER KHAN,OLD SF.NO.668/1B1,TS.NO.71,WARD-B,BLOCK NO.15,NO.4A,KELLYS ROAD,RANIPET,VELLORE DIST.-632 401.PH:98941-71393/04172-274144(REMARKS:MR.HABIF KHAN AHAMED BROTHER IS MR.M.SHAMSHEER KHAN) | RNPT4 | Airtel | Tamil Nadu | RT Tower
IN-1062654 | RAJIV GANDHI NAGAR | 12.896 | 79.0911 | MR.V.N.GUNASEKARAN,SF.NO.8/3,NEW SF.NO.89/3B,NO.4,RAJIV GANDHI NAGAR,BYE PASS ROAD,AMBUR,VELLORE DIST.-1.PH:94433 42023 | AMBR11 | Airtel | Tamil Nadu | RT Tower
IN-1062655 | ANNA NAGAR | 12.6744 | 79.3183 | NO:104 ANNA NAGAR-1 | ARCT7 | Airtel | Tamil Nadu | RT Tower
IN-1062656 | KAAGIDHAPET | 12.2962 | 79.1489 | MR.S.RAVI,TS.NO.2886/8,RAVI CAR CARRIAGE,KAAKHIDHAPET,VELLORE DIST.-4,PH:94434-91584 | VLR44 | Airtel | Tamil Nadu | RT Tower
IN-1062663 | A KASBA | 12.7965 | 78.7216 | MR.S.DINESH, T.S.NO.51, NO.18/54, SENGUNTHAR STREET, 3RD STREET, A.KASPA, AMBUR, VELLORE DIST - 635 802. PH:98942 66019 | AMBR10 | Airtel | Tamil Nadu | RT Tower
IN-1062667 | SAIDAPET | 12.9207 | 79.1385 | MR.P.C.K.FAROOKS.NO.9,DOOR.NO.29RAMARBAJANAKOILSTREET,ODATHUR,SAIDAPET,VELLOREDIST-12.PH:9443125304 | VLR33 | Airtel | Tamil Nadu | RT Tower
IN-1062690 | BSS KOVIL STREET | 11 | 79 | MRS.M.SARALA,W/O.MR,S.MAHAVEER,TS.NO.485,NO.32,B.S.S.KOIL STREET,VELLORE DIST.-632 004.PH:94430-06566 | VLR29 | Airtel | Tamil Nadu | RT Tower
IN-1062700 | SOUTH AVENUE ROAD | 11 | 79 | MRS.PUSPHA,SF.NO.524,NO.13-18,SOUTH AVENUE ROAD,SATHUVANCHAERI,VELLORE DIST.-9.PH:93456 39150/33444-04670 | VLR30 | Airtel | Tamil Nadu | RT Tower
IN-1062711 | GOPALPURAM | 12.5117 | 78.5597 | MR.G.CHOKKALINGAM,SF.NO.66/4,NO.5A.G.C.ILLAM,1ST STREET,GOPALAPURAM,NEAR VASAN ENT HOSPITAL,VELLORE DIST.-06.PH:94432 59884(REMARKS:VENKATESHAN FATHER IS MR.G.CHOKKALINGAM) | KTP08 | Airtel | Tamil Nadu | RT Tower
IN-1062715 | KRISHNAGIRI ROAD | 12.4942 | 78.5676 | MR.N.K.DHANDAPANI, S/O.KRISHNASAMY, T.S.NO.296, NO.10, CHAIRMAN DURAISAMY IYER STREET, THIRUPATHUR, VELLORE DIST - 635 601. PH:93827 28474/04179-223258/224148 (REMARKS: MR.N.K.DHANDAPANI IS THE OWNER | TPTR6 | Airtel | Tamil Nadu | RT Tower
IN-1062718 | AUTO NAGAR | 12.9289 | 79.3434 | MR.M.VIJAYARAGHAVAN,SF.NO.73,TS.NO.2/1D,MVM TRADING COMPANY,NO.110.AUTO NAGAR,MBT ROAD,RANIPET,VELLORE DIST.-632 401.PH:94433 74254 | RNPT7 | Airtel | Tamil Nadu | RT Tower
IN-1062741 | KIDANGA THERU | 12.9244 | 79.3306 | MR.AZEEZ,SF.NO.24/B,BLOCK NO.26,NO.42/1,ZAHIR HUSSAIN STREET,RANIPET,VELLORE DIST.-632 401.PH:9940475718 | RNPT6 | Airtel | Tamil Nadu | RT Tower
IN-1062744 | NALLURPET | 12.3845 | 79.0556 | B.SIVAKUMAR S/O DURAISAMY,68 SANTHA STREET,GANDHI SOWK NELLOREPET,GUDIYATTAM | GDHM9 | Airtel | Tamil Nadu | RT Tower
IN-1062754 | SOWGAR STREET | 12.9207 | 79.2745 | AHLE SUNNATH LABABISN JSMSTH-MEL VISHARAMMT.AKBAR BASHA-9345948434-04172-226079 | VISH3 | Airtel | Tamil Nadu | RT Tower
IN-1062774 | OLD TOWN | 12.9132 | 79.1384 | MR.A.S.P.NAGALINGA NADAR,SF.NO.209,210&192,NADAR BUILDING,NO.53/5,UTHRA MADHA KOIL STREET,OLD TOWN,VELLORE DIST.-632 001.PH:98942-32799/0416-2220936 | VLR46 | Airtel | Tamil Nadu | RT Tower
IN-1062781 | PILLIYAR KOIL STREET | 12.9261 | 79.1382 | MR.P.N.RAMACHANDRAN, S/O.P.R.NARAYANAMOORTHY, S.NO.1141/8C, NO.414, PILLAIYAR KOIL STREET, THOTTAPALAYAM, VELLORE DIST - 4. PH:98423 23533 / 0416-2222533 | VLR47 | Airtel | Tamil Nadu | RT Tower
IN-1062785 | MC ROAD | 12.4859 | 79.433 | DG ELECTONICS, MC ROAD, AMBUR, VELLORE DIST | AMBR13 | Airtel | Tamil Nadu | RT Tower
IN-1062811 | NADAR COLONY | 12.6766 | 78.6208 | 22/110,NADAR COLONY, NEW TOWN,VANIYAMBADI | VMBD5 | Airtel | Tamil Nadu | RT Tower
IN-1062815 | CHITTOR MAIN ROAD | 12.9611 | 79.1368 | G MOHAN,NO.289,OPP BALAJI THEATER,CHITTOR MAIN ROAD,KATPADI,VELLORE. PH:9345300446 | VLR49 | Airtel | Tamil Nadu | RT Tower
IN-1062816 | KAMARAJ NAGAR | 12.8863 | 79.1172 | MRS.K.SUMATHI,W/O.KUMARESHAN,NO.30,ARIYUR MAIN ROAD,KAMARAJ NAGAR,THORAPADDI,VELLORE DIST.-PH:98947-93251 | VLR50 | Airtel | Tamil Nadu | RT Tower
IN-1062830 | RLY STATION ROAD | 12.0552 | 79.6027 | MR.N.DHAMODHARAN,TS.NO.322/7 &317/2A1,T.N.D.KAMARAJ THIRUMANA MANDAPAM,RAILWAY STATION ROAD,THIRUPATHUR TALUK,VELLORE DIST.-635601.PH:94436 29603/04179 223303. | TPTR9 | Airtel | Tamil Nadu | RT Tower
IN-1062883 | AMBUR | 12.196 | 79.2026 | SMALL MASAV STREET, AMBUR, VELLORE DIST | AMBR15 | Airtel | Tamil Nadu | RT Tower
IN-1062900 | VIT | 12.9675 | 79.1625 | MR.R.DAMODHARAN,S/O.RANU MUDALIYUR,NO.32,ANNA NAGAR,BRAHMA PURAM,VELLORE DIST.-PH:94434-44553 | VLR53 | Airtel | Tamil Nadu | RT Tower
IN-1066830 | PANAMADANGI | 13.0267 | 79.0388 | 1/12,BAJANAI KOIL STRRET,PANAMADANGI(HILLS POST),KATPADI,VELLORE | PANAM1 | Airtel | Tamil Nadu | GBT
IN-1067023 | PERMAL PETTAI | 13.0267 | 79.0388 | K.N.Subramaniam, Veppamara salai, SF No: 101/1A, Alangayam Road, Perumal pettai post, Vaniyambadi Tk., 98429 57350 | PRMPT1 | Airtel | Tamil Nadu | GBT
IN-1067743 | T.T.MOTTUR | 12.9459 | 78.787 | K.N.Subramanian, C/o. Manickam land, Survey no 298/ 4A2 TT Muttur, Pernampet via, Vellore Dt, 98429 57350 / 04171 - 249781 | TTMTR1 | Airtel | Tamil Nadu | GBT
IN-1068006 | VIT - 3 | 12.6154 | 78.6948 | MR.M.SUBRAMANI,S/O.MUTHUGOUNDAR,SF.NO.1/2,KATPADI,GUDIYATHAM TALUK,VELLORE DIST.-632007.PH:99433-06055 | VLR25 | Airtel | Tamil Nadu | GBT
IN-1068007 | BRAHMAPURAM | 7 | 65 | P VAJRAVEL KKAR S/O PERIYAPPA IKKAR THIRUVALLUR STREET, BRAHMAPURAM PO. & VILL, KATPADI TK, VELLORE DT PH: 04162241135 / 9843415080 | VLR48 | Airtel | Tamil Nadu | GBT
IN-1069244 | MAHIMANDALAM | 13.0792 | 79.2668 | NO725 MANI ROAD VALLAMALAI KATPADI TK VELLORE DIST 632520 | 2995 | Vodafone | Tamil Nadu | GBT
IN-1069350 | KARAPATTU | 12.3619 | 78.5408 | KARAPATTU VILLAGE &VPOST, UTHANGARAI TALUK, KRISHNAGIRI DIST | 3239 | Vodafone | Tamil Nadu | GBT
IN-1069366 | VEDIYANGADU | 13.1042 | 79.3184 | VODAFONE TOWER, VEDIYANGADU VILLAGE&POST, SHOLINGUR MAIN ROAD, PALLIPATTU TK, THIRUVALLUR DIST | 3262 | Vodafone | Tamil Nadu | GBT
IN-1070509 | ANNAICUT | 12.8773 | 78.9865 | B.SUBRAMANIAM, SF NO: 194/B, PILLIYAR KOIL STREET, ANAIKATTU, VELLORE - 632 101, 0416-2276291, 2276254 | 2349 | Vodafone | Tamil Nadu | GBT
IN-1071784 | KIMBASAMUTHIRAM | 12.8865 | 78.6979 | T.K. Murugesan, S/o Kuppusamy, Kothur Post, Onanguttai, Gudiyatham Tk. Ph 984360 1667 | 3453 | Vodafone | Tamil Nadu | GBT
IN-1074079 | JAMBUKULAM | 12.1267 | 79.6201 | MR.S.MUNISAMY NAIDU/MRS.M.DEVAKIYAMMAL,W/O.MUNISAMY NAIDU,SF.NO.604,OLD STREET,JAMBUKULAM VILLAGE,JAMBUKULLAM POST,SOLINGAR VIA.,WALAJA TALUK,VELLORE DIST.-631102.PH:94431-30595 | JMKLM1 | Airtel | Tamil Nadu | GBT
IN-1074637 | KAVANOOR | 12.8403 | 79.2507 | MR.P.NETHAJI, S/O.N.PERUMAL MOOPANAR, S.NO.395/4, 397/2A & 398/2, PERUMAL MOOPANAR RICE MILL, KAVANOOR VILLAGE, KAVANOOR POST, WALAJAH-TK, VELLORE DIST - 632 507. PH:04172-259233/98423 45133 | KVNOR1 | Airtel | Tamil Nadu | GBT
IN-1074870 | UMAIYAPPANAICKANUR | 12.5836 | 78.7918 | NO.955, UMAYAPPA NAYKANUR, NAYKANUR POST, ALANGAYAM VIA, VANIYAMBADI TK, VLR DT | 3485 | Vodafone | Tamil Nadu | GBT
IN-1074874 | JAMUNAMARUTHUR | 13.0792 | 79.2668 | MR.G. UNNAMALI W/F GOVINADASAMY NO 87 JAMUNAMUTHAR POST&,VILLAGE, POLLAR TK T.V. MALI DIST 635703 / 04181 245304 | 3486 | Vodafone | Tamil Nadu | GBT
IN-1074880 | PUNGAMPATTUNADU | 12.451 | 78.7198 | THAGARAKUPPAM VIA, PUDURNADU POST, THIRUPATTUR TALUK, VELLORE | 3488 | Vodafone | Tamil Nadu | GBT
IN-1074911 | JOLARPET RS | 12.561 | 78.5799 | S.SHANMUGAM, 310, VANIYAMBADI MAIN ROAD, VAKKANAMPATTI POST, JOLARPET, VELLROE DT - 635 851, 04179-241851, 94435-44219 | 3508 | Vodafone | Tamil Nadu | RT Tower
IN-1074915 | KORATTI | 12.4233 | 78.5564 | 2/82, SELAM MAIN ROAD, KORATTI, THIRUPATTUR TALUK, VELLORE | 3511 | Vodafone | Tamil Nadu | GBT
IN-1074921 | GYM KAMALAPURAM | 12.9441 | 78.7717 | KAMALAPURAM POST, PERANAMPET VIA, GUDIYATHAM TK | 3515 | Vodafone | Tamil Nadu | GBT
IN-1074926 | LAKKINAICKANPATTI | 12.4589 | 78.5054 | P.LAXMANAN, SF NO: 244/1A3F, 1/26, LUKKANAICKENPATTY, THIRUPATHUR TK, VELLORE - 635 601, 99422-60062, 04179 294711 | 3518 | Vodafone | Tamil Nadu | GBT
IN-1075213 | OTTERI | 12.8853 | 79.1331 | Mrs.Saroja, W/o, Thiruvengadam, No:135, Salai Vinayakar Street, Kamalakshmi Puram, Otteri, Bahayam, Vellore DT | 3931 | Vodafone | Tamil Nadu | RT Tower
IN-1077872 | PUDUPATTI | 12.2928 | 79.7911 | NARASIMMA GOUNDER,S/O.CHINNAA GOUNDER, | PPATI1 | Airtel | Tamil Nadu | GBT
IN-1079184 | KADAPPANTHANGAL | 12.2817 | 79.2817 | S KRISHNAN,NO:134/9A KADAPATHANGAL VILLAGE,ARCOT TK,VELLORE | KDPTL1 | Airtel | Tamil Nadu | GBT
IN-1079216 | K.VELUR | 12.7856 | 79.3946 | KALAVAI ROAD,K.VELLORE | KVELR1 | Airtel | Tamil Nadu | GBT
IN-1081329 | KARADIKUDI(D.C.KUPPAM) | 12.6479 | 78.5733 | S.MANJUNATHAN, SF-NO 66/3 67/1, DC KUPPAM VILLAGE, GR PALAYAM(VIA), VELLORE DIST- 9786097629 | 5715 | Vodafone | Tamil Nadu | GBT
IN-1081370 | KATHIAVADI | 12.882 | 79.2765 | K.SUNDARARAJAN,NO.3/48,KATHIVADI,MELVISHARAM POST,VALAJA TK,VELLORE DT | 5622 | Vodafone | Tamil Nadu | GBT
IN-1083252 | GIRI SAMUDRAM | 11.862 | 79.2507 | 4/41,GRISAMUDRAM,VANIYAMBADI TALUK | 5119 | Vodafone | Tamil Nadu | GBT
IN-1083256 | MUTHANAPALLI | 12.9441 | 78.7717 | SAMPATH, SF NO: 745/7B1, 5/187, MUTHANAPALLI POST, THIRUPATTUR DIST | 5120 | Vodafone | Tamil Nadu | GBT
IN-1083269 | LAKSHMI THEATRE | 12.9014 | 79.132 | 4, Muthanna Nagar, | 4514 | Vodafone | Tamil Nadu | RT Tower
IN-1083307 | VELAM | 12.9939 | 79.3796 | SF No: 185/12,13,14, No:5/160, Velam new street, | 5126 | Vodafone | Tamil Nadu | GBT
IN-1083426 | ULIPUTHUR | 13.0253 | 79.1773 | Lakshmi,W/O: Ragava Reddy, Ulliputhur Village, Kandipadi P.O, Via SLRS, Katpadi Taluk, Vellore Dt. | 5611 | Vodafone | Tamil Nadu | GBT
IN-1083479 | BOMMEPALLI | 12.4069 | 78.4535 | Mrs. S. Annapoorani, Dharmapuri road, Sundarampalli post, Thirupathur taluk | 5707 | Vodafone | Tamil Nadu | GBT
IN-1083482 | DEVARASIKUPPAM | 13.0071 | 79.4463 | DEVARASIKUPPAM, KATPADI(T.K), VELLORE | 5710 | Vodafone | Tamil Nadu | GBT
IN-1084967 | ARCT NEW BUS STAND | 12.9073 | 79.3246 | NO:66 ANNA SALAI,ARCOT | 126 | Vodafone | Tamil Nadu | RT Pole
IN-1084979 | MUTHUKADAI | 12.9323 | 79.3348 | No:131,M.B.T road ,R.V.T building,Muthukadai,ranipet-632402 | 127 | Vodafone | Tamil Nadu | RT Pole
IN-1086140 | THONDAN THULASI | 12.6744 | 79.3183 | MR.R.CHANDRASEKARAN,S/O.P.V.RAJARATHINAM REDDY,SF.NO.151/3A,THONDANTUASI VILLAGE AND POST,KATPADI VIA,VELLORE DIST-632 202-PH-0416 25990884 | TNDTS1 | Airtel | Tamil Nadu | GBT
IN-1086823 | KILANUR | 12.4295 | 78.6953 | MR.N.RANGANATHAN,S/O.NACHI,SF.NO.77,KILANUR VILLAGE AND POST,VISHAMANGALAM VIA.,PUNGAMPATTUNADU,THIRUPATTUR TALUK,VELLORE DIST.-635652,PH:94861-71216 | PGMTU1 | Airtel | Tamil Nadu | GBT
IN-1094491 | THENPALLI | 13.0252 | 79.2678 | C.PRABHAKARN,NO:2/13, THENPALLI POST, | 5637 | Vodafone | Tamil Nadu | GBT
IN-1094541 | SATHUMADURAI | 12.8359 | 79.1289 | C.VENKATESAN, NO:10 PILLYAR KOIL STREET, | 5572 | Vodafone | Tamil Nadu | GBT
IN-1097512 | KOTHUR | 12.613 | 78.4358 | THANGAVELU, KOTHUR VILLAGE & POST, PATCHUR VIA, THIRUPATTUR TK, VELLORE DIST., | KOTHR1 | Airtel | Tamil Nadu | GBT
IN-1097518 | EDAYANSATHU | 12.8659 | 79.1517 | S.No:185/1, Mettu Idayampatti, A.Kattupadi Post, Vellore Taluk & dist-632 011. | EDYST1 | Airtel | Tamil Nadu | GBT
IN-1097520 | PALUR | 12.8542 | 78.8619 | 124/B Pallur(vill+po),Madhanur(via) | PLURU1 | Airtel | Tamil Nadu | GBT
IN-1097521 | ELAVAMBADI | 12.8851 | 79.0332 | AIRPORT ROAD, ELAVAMBADI, VELLORE TK & DIST. | ELVBD1 | Airtel | Tamil Nadu | GBT
IN-1098190 | REDDIYUR | 12.1006 | 79.573 | Reddiyur(vill),Nimayampattu(po), | RDIYR1 | Airtel | Tamil Nadu | GBT
IN-1098194 | AMMUNDHI | 12.9703 | 79.2402 | Bajamai Koil St.,Ammundhi(vill+po), | AMNDI1 | Airtel | Tamil Nadu | GBT
IN-1098221 | AYILAM | 12.8772 | 79.2584 | 1/27, Maruthuvar St.,Ayilam(vill+po) | AYLAM1 | Airtel | Tamil Nadu | GBT
IN-1098240 | KANGUPPAM | 12.0903 | 79.2161 | RAJA STREET,KANGUPPAM(VILLAGE POST),KATPADI,VELLORE | KANGU1 | Airtel | Tamil Nadu | GBT
IN-1098564 | AMBUR NEW BUS STAND | 12.7829 | 78.7185 | No:44/7,Mohiydeenpura mosque complex,Oomer road,Ambur-635 802 | 165 | Vodafone | Tamil Nadu | RT Pole
IN-1098570 | BROAD BAJAR ST | 12.7862 | 78.7162 | S.N.B Medicalls,#172/188,Broad Bajar,Ambur-635 802 | 162 | Vodafone | Tamil Nadu | RT Pole
IN-1098571 | C.N.A RD | 12.6793 | 78.619 | No:73/9,Bus stand opp,C.N.A Road,Vaniyambadi. | 163 | Vodafone | Tamil Nadu | RT Pole
IN-1098583 | NETHAJIRD | 12.581 | 79.2421 | A.IRSHAD AHAMAD, CENTRA PT. NO 71, NETHAJI RD? AMMUR, VELLORE DISTRICT.MOBILE-9884097875 | 164 | Vodafone | Tamil Nadu | RT Tower
IN-1098597 | TPT MAIN RD | 12.496 | 78.5684 | Shanthi textiles,69/26,palanisamy road,Thirupathur | 166 | Vodafone | Tamil Nadu | RT Pole
IN-1101199 | MAZHAYUR | 12.763 | 79.3617 | V.MUNIRATHINAM,S/O VARADHARAJIAN,NO 93,PERIYAR STREET,MAZHAYUR VILL,ARCOT TK,VELLORE DT, | MZYUR1 | Airtel | Tamil Nadu | GBT
IN-1101221 | SALAVANPETTAI | 12.3753 | 79.2302 | A.VELAYUTH UDAIYAR, S/O ARUMUGA UDAIYAR, NO:9 NARASINGA SAMIMADAM STREET, JEPPAR COLONY, SALAVANPETTAI(PO), VELLORE-632001. PH: 9360537845. 0416-4204933 | 981 | Vodafone | Tamil Nadu | GBT
IN-1106563 | ERRUKAMBATTU | 12.9442 | 78.6834 | MR.C.RAGHUPATHI,S/O.CHINNAPA NAIDU, SCHOOL STREET, ERRUKAMBATTU, GUDIYATTAM TALUK, VELLORE DISTRICT-635810, PH:04171-233390 & 9345913353 | ERKBT1 | Airtel | Tamil Nadu | GBT
IN-1106921 | EASYANUR | 12.8588 | 79.4481 | NO:1/81, PILLAIYAR KOIL ST, ESAIYANOOR VIL&PO, ARCOT TK,VELLORE-632511, PH-9789232435, | ESYNR1 | Airtel | Tamil Nadu | GBT
IN-1107078 | RAMANAYAKKAMPETTAI | 12.3619 | 78.5408 | RV MANIVANNAN, SF NO: 142/6, 546, MUNIYA KOILI STREET, NATHAM MEDU VILLAGE, RAMANAYAKANPET POST, AMABALUR VIA, VANIYAMBADI TK, VELLORE - 635 801, 94869-14636 | 4651 | Vodafone | Tamil Nadu | GBT
IN-1113017 | SHOLAVARAM | 12.8148 | 79.094 | R.Murugesan, S/o.Raman, Old survey no: 303/2, new survey no: 144/4A, amirth road, solavaram village, solavaram post, vellore tk, vellore dt - 632113, 90259770558 | SLVRM1 | Airtel | Tamil Nadu | GBT
IN-1113048 | TR KUPPAM | 13.1085 | 79.2672 | Mr. E.Balan, No.69/c, T.R.Kuppam Village, Keerai Sathu Post, Katpadi Taluk, Vellore-632520 | 5620 | Vodafone | Tamil Nadu | GBT
IN-1113727 | ARAPPAKKAM | 12.9467 | 79.2281 | Mr. A G. Subramani, SF No: 77/4, Patta no: 18, Arappakkam village, Walajah TK, Vellore DT, ph : 0417 - 251509 | 4444 | Vodafone | Tamil Nadu | GBT
IN-1116155 | Vellore RBSC | 12.9164 | 79.1363 | No:40 , jackson street, filter bet road, Vellore-01 | IVEL0020 | Idea | Tamil Nadu | RT Tower
IN-1117000 | PENNATHUR | 12.8501 | 79.1092 | MRS.NAYAKKAMMAL,W/O.MUNUSAMYSF.NO.277/2A,USSUR POST,CHINNA SEKANUR GRAMAM,PERIYASEKANUR VIA.,VELLORE DIST.-632105.PH:98406-64309/93806-86575 | PNTHR1 | Airtel | Tamil Nadu | GBT
IN-1117570 | PERPALMATTU | 12.6635 | 78.6499 | Perumalpettai, Vepperi salai, Alangayam road, vaniyambadi tk, Vellore Dt | 5107 | Vodafone | Tamil Nadu | GBT
IN-1120407 | THALANGAI | 13.0071 | 79.4463 | T.R.Duraisamy, S/o, Ramasamy, Thalangai RS village, Govindacheri kuppam, Walaja TK, Vellore DT, 99430-23101 | 4427 | Vodafone | Tamil Nadu | GBT
IN-1120410 | VANGOOR | 12.9773 | 79.4402 | Jothieswaran, S/o.Chandragesan, Vangoor Village, Walaja TK, Vellore dt, 92454-71323 | 4424 | Vodafone | Tamil Nadu | GBT
IN-1120930 | MOMUTHAPURAM | 12.4707 | 78.4357 | MR.NAZEER AHAMED S/o.ABDUL KARIM T.S.NO.37 PART, 38 PART, 40 PART,41 PART, WARD - D, BLOCK - 23, NO .69, NETHAJI STREET, AMBUR TOWN, VANIYAMBADI TALUK, VELLORE DISTRICT | AMBR12 | Airtel | Tamil Nadu | RT Tower
IN-1122239 | THIRUVALLUVAR COLONY | 12.5711 | 79.1888 | S.SUBRAMANIYAN S/ONARAYANASAMY NO-3/325A THIRUVALLUVARNAGAR NAVLAC WALAJA(TK)VELLUR(DT) 9976657355 | 5080 | Vodafone | Tamil Nadu | GBT
IN-1122859 | VIRINCHIPURAM | 12.922 | 79.0233 | N.SIVARAMAN, THIRUKULAM STREET, VIRINCHIPURAM, VELLORE DIST. | VRNPM1 | Airtel | Tamil Nadu | RT Tower
IN-1122866 | MITTALAM | 12.8248 | 78.6845 | M.S.Venkathesh,S/O Sankaraiya Naidu,Melmattalam Vill, | MTTLM1 | Airtel | Tamil Nadu | GBT
IN-1123383 | SATHUVACHARI PHASE 2 | 12.9305 | 79.1555 | Mr.H.Tajudeen, S/O.S.M.Haneef, S.No.486 Part, | VLR51 | Airtel | Tamil Nadu | RT Tower
IN-1123384 | ERTHANGAL | 12.9496 | 78.8216 | AIRTEL TOWER, ERTHANGAL VILLAGE, PERNAMBUT ROAD, GUDIYATHAM, VELLORE | ERNGL1 | Airtel | Tamil Nadu | GBT
IN-1123386 | EZHIL NAGAR | 7 | 65 | MR.K.R.MARTIN,SF.NO.42,PLOT NO.4,EZHIL GAR EXTENSION,PALAVANSATHU PANCHAYAT | VLR32 | Airtel | Tamil Nadu | GBT
IN-1125016 | Mottur | 11.993 | 79.3379 | Mr.K.Radhakrishnan , moottur Village Taluk , Vellore District - 632010 | 3989 | Vodafone | Tamil Nadu | GBT
IN-1126623 | PERIERIYUR | 11.9246 | 78.8787 | MR.V.RANGANATHAN S/o.MR.VARADHARAJAN,S.NO.227/2 SITUATED AT MAIN ROAD, PILLAIYAR KOVIL STREET, ODUKATHUR VIA,PERIERIYUR PO VELLORE TALUK, VELLORE DIST - 632 103 PH : 9345792390 | PRYUR1 | Airtel | Tamil Nadu | GBT
IN-1127272 | NEW BYPASS ROAD | 12.9329 | 79.1396 | JAYANTHI TOWERS,COLLECTORS OFFICE | VLR52 | Airtel | Tamil Nadu | RT Tower
IN-1127307 | GUDANAGARAM 1 | 12.9127 | 78.8743 | NO 526/4B1 GUDANAGARAM VILLAGE & POST, GUDIYATHAM TALUK, VELLORE DIST | GODNR1 | Airtel | Tamil Nadu | GBT
IN-1127327 | KEELALATHUR | 12.9564 | 78.9218 | Mr.T.S.Balakrishnan, S/O.T.R.Subramani Naidu, No.171/2A1 | KLLTR1 | Airtel | Tamil Nadu | GBT
IN-1127329 | KARIGIRI | 12.9951 | 79.1821 | Openland Of V Saraswathi | KRGRI1 | Airtel | Tamil Nadu | GBT
IN-1127351 | PILLANDIPATTU | 12.9773 | 79.4402 | KATPADI ROAD PILLANDI PATTU POST,KATPADI TK,VELLORE | 4259 | Vodafone | Tamil Nadu | GBT
IN-1127354 | VETTUVANAM | 12.8992 | 78.9218 | S.Gajendran,S/o,Santhanam,41,Bazaar Street,Vettuvanam,Pallikonda,Vellore Taluk,& District-635809..Ph-094483-89398..099865-44497 | 4244 | Vodafone | Tamil Nadu | GBT
IN-1127358 | DHASIRIYAPPANUR | 12.6441 | 78.5155 | Mr.A.Chinnaanumandhan, S/O.Anumandhan, S.No.169/2, 2B, | DSPNR1 | Airtel | Tamil Nadu | GBT
IN-1127366 | NEELA GANDARAYA PETTAI | 13.0169 | 79.3961 | MR.K.MANIVASAGAN,S/O.MR.KRISHNAN,SF.NO.354/4,K.M.R.STORES,SOLINGAR MAIN ROAD | NGDPT1 | Airtel | Tamil Nadu | RT Tower
IN-1127371 | CHENJI | 12.9978 | 79.057 | Openland Of B Kasthuri,W/O Bakthachalam,Senji Pos | CHNJI1 | Airtel | Tamil Nadu | GBT
IN-1127376 | MAGANURPATTI | 11.7988 | 78.8169 | MRS.D.KANMANI, W/O.DHANDABANI, S.NO.184/3A, MAGANOORPATTI VILLAGE, | MGRPT1 | Airtel | Tamil Nadu | GBT
IN-1127378 | OPPATHAVADI | 12.5713 | 78.3998 | MR.N.NANDHIYAPPAN, S/O.NANDHI GOUNDER, S.NO.139, OPPANDHAVADI VILLAGE & POST, KRISHNAGIRI TK & DIST. | OPTVD1 | Airtel | Tamil Nadu | GBT
IN-1127382 | PARAVAKKAL | 12.1806 | 79.4364 | Mr.N.C.Venkatesh,Sf.No,52/3,Paravakkal Village | PRVKL1 | Airtel | Tamil Nadu | GBT
IN-1127385 | THUMBERO KOOT ROAD | 12.6974 | 78.5897 | M.Govindraj,S/O Masilamani Gownder,Dono:931,Thumbero Koot Road, | THMBR1 | Airtel | Tamil Nadu | GBT
IN-1128448 | MELARASAMPATTU | 12.6906 | 78.8777 | KARUNAMOORTHY, NEW PILLAYAR KOIL STREET, | 10896 | Vodafone | Tamil Nadu | GBT
IN-1128449 | KARIVEDU | 12.8861 | 79.5157 | C.SUBRAMANI NO 109 BAJANAI KOIL STREET,KARIVEDU OOCHERY | 2990 | Vodafone | Tamil Nadu | GBT
IN-1133381 | LALAPET | 11.9433 | 78.9719 | MR.BAKTHAVACHALU, S/o. SRINIVASA NAIDU, 1/54, BAZZAR ST,M.K.PURAM POST, LALAPET, RANIPET VIA, WALAJA TK, VELLORE DT - 632405. MOB.99527-44600 | 3459 | Vodafone | Tamil Nadu | RT Tower
IN-1133481 | MASK CROSS ROAD | 12.9166 | 79.0757 | M.J.SURESHBABU S/O M.K.JANARDHANAN 1/1 MASK CROSS STREET KASBA .VELLORE-1.PH NO: 9443707387 | 3233 | Vodafone | Tamil Nadu | RT Pole
IN-1134878 | JAMUNAMARUTHUR NEW | 12.2166 | 79.5533 | Mr.H.Prabhakaran, SF No: 158/4A1, Jamunamarathur post, Jamunamarathu Village, polur TK, Thiruvannamalai DT - 635 703, 9047945450, 9786370187 | 4371 | Vodafone | Tamil Nadu | GBT
IN-1134879 | NATRMPLIHIWY | 12.5993 | 78.5308 | C. SAMUDI, S/O CHINNAPPAN, NO.159, THANNRIPANTHAL,KATHERI (PO),THIRUPATHUR(TK), VELLORE DISTRICT PIN- 635852 MOBILE- 9894652766 | 4373 | Vodafone | Tamil Nadu | GBT
IN-1231893 | PALLALAKUPPAM | 12.8886 | 78.7567 | SF No: 231/1, Pallakuppam village, pallalakuppam post, Gudiyatham TK, Vellore dt - 635 805, 9344111871 | 7180 | Vodafone | Tamil Nadu | GBT
IN-1233190 | TRUNK LINE ROAD | 12.927 | 79.3337 | Mrs.Kasthuri, W/o.K.R.L.Sundaramoorthy chettiar, T.S.No:9, ward B, Block:42, No:6, vani mettu theru, K Trunk road, ranipet, vellore DT-632401, 94433-72713, 04172-272617 | RNPT13 | Airtel | Tamil Nadu | RT Tower
IN-1233254 | PALAMARATHUR | 12.557 | 78.863 | P.Ponnusamy, Mr.P.Duraisamy S/o.Mr.Palani, SF No: 103/2A6, Palamarathur village, palamarathur post, chengam tk, Thiruvannamalai DT - 635703, 97868-69308 | 7291 | Vodafone | Tamil Nadu | GBT
IN-1233259 | AK MOTTUR | 12.4403 | 78.6296 | P.Amuthavel, S/o.Mr.Pachaiyappa gounder, SF No: 131/3B, A.K.mottur village, jamunapudur post, Thirupathur tk, vellore dt - 635 652, 9843996243 | 7511 | Vodafone | Tamil Nadu | GBT
IN-1233269 | ARAVATTA | 12.992 | 78.6922 | BALAJI,ARAVATTLA KOTTUR VILLAGE,ARAVATTLA KOTTUR(P.O),PERNAMBET,GUDITAHAM(T.K),VELLORE(DIST),PIN CODE-635810,PH.NO:9952302235 | 7242 | Vodafone | Tamil Nadu | GBT
IN-1233676 | Malaniyan kunada | 12.5184 | 78.4325 | M.Raja, S/o.Munisamy, SF No: 12/2B1, Mandalanayankunda village, mandalanayanakunda post, Thirupathur TK, Vellore DT-635901, 9364388217 | 7189 | Vodafone | Tamil Nadu | GBT
IN-1235060 | VARAGUR | 12.8111 | 79.2298 | R.Vijayalakshmi, W/o.Mr.Raja, SF No: 832/1, Varagur village, varagur post, Arcot TK, vellore DT - 632507, 9626191817 | 7175 | Vodafone | Tamil Nadu | GBT
IN-1235476 | valathur | 12.8838 | 78.8237 | G.Pillappa, S/o.Mr.Gundalu, SF No: 331/2, Valathur Village, valathur post, Gudiyatham TK, Vellore dT - 635813, 94862-60380, 98434-54701 | 7184 | Vodafone | Tamil Nadu | GBT
IN-1235477 | Nariyanpuram | 12.8666 | 78.9654 | V.Jegadhambal, W/o.Mr.Venkatamunireddy, SF No: 329/3, Narayanapuram village, unai Vaniyambadi post, Anaicut via, vellore Dt-632101, 9750804961 | 7185 | Vodafone | Tamil Nadu | GBT
IN-1235478 | Thagarakuppam | 12.6529 | 78.4852 | Mrs. P.Neela, W/o.M.Ponnusamy, SF No: 525/2, Thakarakuppam Village, mallakunda post, Natrampalli via, Vaniyambadi TK, Vellore dT - 635 852, 9629543812 / 98948-24336 | 7187 | Vodafone | Tamil Nadu | GBT
IN-1235479 | Puthhagaram | 12.5026 | 78.5111 | G.Nagesh, S/o.Mr.Ganeshan, SF No: 312/1, Muthagoundanur village, Puthagaram post, Pudupet via, Thirupathur TK, Vellore DT-635651, 9486914549 | 7188 | Vodafone | Tamil Nadu | GBT
IN-1235480 | OLD VANIAMPADI | 12.6812 | 78.5984 | L.Palani, S/o. Mr.Loganathan, SF No: 7/3B2, Palla street, old vaniyambadi, Vaniyambadi TK, Vellore DT, 9361002193 | 7509 | Vodafone | Tamil Nadu | GBT
IN-1237762 | NATRAMPALLI | 12.5938 | 78.5191 | S.Ramanikraran, S/o,samundi, SF No: 344/1A, ramakrishna street, natrampalli, Thirupathur tk, vellore dt - 635852, 9345318634 | NPLI2 | Airtel | Tamil Nadu | GBT
IN-1238679 | Kokalur | 12.9999 | 78.7439 | G.V.Babu, S/o.Venkattappa, SF No: 82/2, kokkalur village, kokkalur post, pernampet via, gudiyatham tk, vellore dt - 635810, 9364625600 | KOKLR1 | Airtel | Tamil Nadu | GBT
IN-1239088 | OTTERI | 12.9371 | 79.3432 | N. SUBRAMANI S/O V.M.NARAUANASAMY NEW NO-98 AMMO ROAD MANDAKKAL MOTUR RANIPET (PO)-632402 VALAJA(TK) VELLORE (DT) PH-9994924068, 9989553040 | RNPT11 | Airtel | Tamil Nadu | GBT
IN-1239669 | SINGANALAPALLI | 11.8871 | 78.9151 | C.Krishnakumar, S/o.Mr.Chinnappa naidu, SF No: 28/1B2, Sigaralapalli village, sigaralapalli post,krishnagiri tk, krishnagiri dt-635104, 94436-58249 | SGNPL1 | Airtel | Tamil Nadu | GBT
IN-1240116 | NAGANATHI | 12.7746 | 79.0835 | T.Amsammal, W/o. M.Thanji, SF No: 260A/1, naganathi village, naganathi post, vellore tk, vellore dt - 632113, 9362626763 | 7312 | Vodafone | Tamil Nadu | GBT
IN-1240350 | Thottithoraimottur | 12.9307 | 78.7339 | G.Pandurangan, S/o.Mr.Gangamanthri, SF No: 163/4D, Eriguthy village, peranampattu post, gudiyatham tk, vellore dt-635810, 9655031822 | PRNPT4 | Airtel | Tamil Nadu | GBT
IN-1240352 | Athiyur | 12.8598 | 79.0492 | S.Ranga gounder, S/o.Sinnappa gounder, SF No: 290/5A1B, pudupalayam street, govindareddypalayam village, govinda reddy palayam post, vellore tk, vellore dt - 632 105, 9600800610, 9486281471 | VATYR1 | Airtel | Tamil Nadu | GBT
IN-1241667 | Beemakulam | 12.6136 | 78.5556 | R.Vetriselvan, SF No:11/1B9, situated near no:1/B, Bheemakulam village, Bheemakulam post, Vaniyambadi tk, Vellore DT-635701, 9488840872 | BMKLM1 | Airtel | Tamil Nadu | GBT
IN-1242180 | kondalathur | 12.5865 | 78.9171 | G,Devaraj, S/o.Mr.Govindasamy, SF No:270/1D, 276/2A, seeramuthur area, kondaluthur, kovilur post, polur tk, Thiruvannamalai dt-635703, 9751607367 | 7415 | Vodafone | Tamil Nadu | GBT
IN-1242181 | Masigam | 12.9096 | 78.6996 | M.Usman Ahamed, SF No: 201/1B & 201/2, periya thammal seravu, pernambut, gudiyatham tk, vellore dt-635801, ,9790129616 | 7359 | Vodafone | Tamil Nadu | GBT
IN-1242883 | Vellore New Busstand | 12.9317 | 79.134 | Mr G.M Thilagavathi, No 3 New bye pass road, Katpadi Road, Vellore - 631004. ph - 9443157558 | VLR59 | Airtel | Tamil Nadu | RT Tower
IN-1242884 | CMC | 12.9239 | 79.1351 | Mrs.K.Shaista W/o.L.Mohammed Anwar, Ward No.2, Block No.21, Town Survey No.2215, No.84, Mehar Arcot Building, Arcot Road, Vellore.Ph.0416-2220992, | VLR58 | Airtel | Tamil Nadu | RT Tower
IN-1242937 | KASPA | 12.908 | 79.1251 | Mr.K.Sudharsan S/o.Kannappan, S.F.No.1095/1 &1095/2, No.3, V.O.C. Street, Edai Street, Kaspa,Vellore District.632004.Ph.94431-73815 | VLR45 | Airtel | Tamil Nadu | RT Tower
IN-1243550 | MELMAIL | 12.9897 | 78.9936 | NO.70/1A,DOOR NO.1/83A,MELMOIL VILLAGE,MELMOIL POST,KATPADI,VELLORE | MLMIL1 | Airtel | Tamil Nadu | GBT
IN-1245269 | AAYILAM PUDUR | 12.8841 | 79.2359 | Mr.A.KANNIAPPAN S/o. Mr.Appasamy, Survey No.619/8D, situated at No.111, Bajanai Koil Street, Aayilam Pudur, Walaja Taluk, Vellore District-632 509.,9787173199 | 7721 | Vodafone | Tamil Nadu | GBT
IN-1245514 | BIG BAZAAR STREET | 12.4932 | 78.5712 | Mr.R.PARTHIBAN S/o.Mr.T.K.Ranganatha Chettiyar, T.S.No.1222/1 and T.S.No.1222/2 situated at Ranganatha Chettiyar Rice Merchants, No.223, Big Bazar Street, Tirupattur, Vellore District -635 601., 9443103341 | TPTR10 | Airtel | Tamil Nadu | RT Tower
IN-1245517 | MANKUPPAM ROAD | 12.9234 | 79.2608 | Mrs.S.Najumunisa, W/o.S.Abdul Haleem, SF No:338/3, No:72, then nandiyalam, Walaja tk, vellore DT-632509, 94423-55451 | VISH4 | Airtel | Tamil Nadu | GBT
IN-1245569 | NEW BUS STAND | 12.9352 | 79.1387 | D.Moorthy, S/o.Dharmalingam, No:15/1A, ward no:1, Block No:2, Chelliamman Guest House, Opposite vellore New bus stand, Katpadi road, Vellore DT-632004, 99940-86014 | VLR61 | Airtel | Tamil Nadu | RT Tower
IN-1245571 | Krishnapuram | 12.7826 | 78.7154 | Mrs.R.Sowthamani, W/o.Ramakrishnan,Old T.S.No.21, Ward D, Block No.8,New T.S.No.9, Ward D, Block No.38, No.7, Panakkara Street, 1st Cross Street, Near Annai Printers Building, Krishnapuram, Ambur, Vaniyambadi TK, Vellore District. | AMBR17 | Airtel | Tamil Nadu | RT Tower
IN-1245573 | PALLIKONDA 2 | 12.9038 | 78.9428 | Mrs.S.SHAKILA W/o.Mr.Mohammed, Survey No.521, Presently in New Survey No.521/6 situated at Old No.25, New No.37, 1st Street, Pallikonda HAR Street, Pallikonda , Vellore District -635 809, 9364275260,9361555606. | PKND2 | Airtel | Tamil Nadu | RT Tower
IN-1246222 | VINNAMANGALAM | 12.7372 | 78.6887 | NO.40,M.C ROAD,VINNAMANGALAM,VANIYAMBADI TALUK | VMGLM1 | Airtel | Tamil Nadu | GBT
IN-1246224 | Edapalayam | 12.9729 | 79.3183 | Mr.K.Govindan, S.o.Mr.Kannaiah, SF No:434/3, & 434/4, bajanai koil street, edapalayam village, vaniyambadi post, walaja tk, vellore dt-632404, 93608-26232, 95434-80163 | EDPLM1 | Airtel | Tamil Nadu | GBT
IN-1246231 | SKS road | 12.9218 | 79.3768 | Mrs.G.V.Shanthi, W/o.Mr.Venkatesan, SF No:47/2C, plot no:15, kamarajar street, belliappa nagar, walajapet tk, vellore dt-632513, 98947-94785 | WJPT6 | Airtel | Tamil Nadu | RT Tower
IN-1246254 | Periavilagam | 12.8091 | 78.7105 | Mr.M.Moorthy, S/o.Mr.Manickam, SF No:301/4, no:301/4, periavarikam, Thuthipet, ambur, Vaniyambadi tk, Vellore dT-635802, 95008-60347 | AMBR14 | Airtel | Tamil Nadu | GBT
IN-1246261 | CHITHOOR ROAD | 12.9788 | 79.1364 | Mr.K.M.Deivasigamani, S/o.Mr.Margabandu, SF No:380/2B, No:1, TCL bajaj insurance building, near Boys high school, vellore to Chitoor road, senguttai, katpadi, vellore dt-632007, 94423-57873 | KTP07 | Airtel | Tamil Nadu | RT Tower
IN-1246391 | KEEL VISHARAM | 12.9104 | 79.2849 | Mr.Varadaraj, S/o.Muruga gounder, Old SF No:288/1, new SF no:288/1C, & 288/2C, bajanai koil street, keelvisharam village, mel visharam post, walaja tk, vellore dt-632509, 9363262301 | VISH5 | Airtel | Tamil Nadu | GBT
IN-1246392 | veppore | 12.9091 | 79.2993 | Mr.M.P.Singaram, S/o.Palani, S.F.No.360/14A, Plot No.26 & 27,Sri Devi Karumariamman Nagar, Veppore Village, Vellore Main Road,Melvisharam Post, Walajapet TK,Vellore District 636 509. | VISH6 | Airtel | Tamil Nadu | RT Tower
IN-1246707 | ARUMPARUTHI | 12.9688 | 79.2125 | R.Murugesan, S/o.Mr.C.Raman, SF No:225/1A13-B, Arumparuthi village, katpadi tk, Vellore DT-632106, 88704-14182 / | ARPTI1 | Airtel | Tamil Nadu | GBT
IN-1246708 | KOMMESHWARAM | 12.8106 | 78.7405 | Mrs.G.Gantammal @ Ganthamani, W/o.M.Gunalan,S.F.No.28/3C3, Veeravar Koil, Somalapuram Village, Somalapuram Road, Vaniyambadi TK, Vellore District.635802. | KMSRM1 | Airtel | Tamil Nadu | GBT
IN-1246709 | KUDIYANA KUPPAM | 12.6008 | 78.5716 | Mr.Ragunathan, S/o.Aandi, S.F.No.90/5, Kaveri Pattu Village, Reddiyur Post, Jolarpettai, Thirupathur TK, Vellore District.635851. | KDKPM1 | Airtel | Tamil Nadu | GBT
IN-1246802 | VANIYAMBADI | 12.6818 | 78.6137 | Mr.D.Ravikumar, S/o.Dakshinamoorthy, Ward -D,Block No.8, Old T.S.No.360 & 362 New S.F.No.38, No.581, Baluchetti Street, Vaniyambadi Post, Vaniyambadi TK, Vellore District 635751. | VMBD12 | Airtel | Tamil Nadu | RT Tower
IN-1246890 | KOSAPET | 12.9138 | 79.1351 | M.Jaichandar, S/o.V.N.Mani, Old No.27/B, New No.73, Thennamara Street, Kosapet, Vellore TK & District 632 001.PH.91769-07605. | VLR63 | Airtel | Tamil Nadu | RT Tower
IN-1247682 | Arunachalam street | 12.9047 | 79.1396 | Mrs.K.Shanthi, W/o.C.Kumar, Municipal Ward No.29, New No.4, Town S.No.2223, No.178/1, Arunachalam Street,Velappadi, Vellore District.632001.Ph.9025685535 | VLR60 | Airtel | Tamil Nadu | RT Tower
IN-1250645 | Abdulapuram | 12.9149 | 79.0865 | Mr.Satiamurthy, S/o.Srinivasan, S.F.No.285/1A3, Vellore-Bangalore Trunk Road, Melmanavur, Vellore 632010.Ph.99400-34870, | ABPRM1 | Airtel | Tamil Nadu | GBT
IN-1250646 | Perumugai | 12.9472 | 79.2038 | Mr.P.K.Vijayakumar, S/o.Kanniappan, S.F.No.23/8B & 23/8C, Throwpathy Amman Koil Street, Perumugai Village & Post, Vellore District 632 009. Ph.90251-69744. | PRMGI2 | Airtel | Tamil Nadu | GBT
IN-1250647 | Alamelu mangapuram | 12.9413 | 79.186 | Miss. B.Sumati, 76/1 dharmraja kohil street, mgc nagagr, vill alamelu mangapuram, dist. vellore-632009, | VLR65 | Airtel | Tamil Nadu | RT Tower
IN-1250648 | Pootuthakku | 12.9425 | 79.2322 | Mrs.M.Mala, W/o.Madhava mandhiri, SF no:287/6, Poottuthakku, Rathinagiri via, vellore Dt-632517, | PTTKU1 | Airtel | Tamil Nadu | GBT
IN-1250885 | Varagur | 12.8125 | 79.2372 | Mr.V.K.Radhakrishnan, S/o.Kannaih Chettiyar, S.F.No.733/11B, Raja Veethi, Varagur Village & Post, Kavanur Via, Vellore District-632507. | VVRGR1 | Airtel | Tamil Nadu | GBT
IN-1252585 | B.Kaspa - Ambur | 12.789 | 78.7205 | Mrs.P.MOHANA KAVITHA W/o.Mr.Suresh, Survey No.413/2, Presently in T.S.No.5, Ward -A, Block No.9Situated at Plot no.28, Barnakar 1st Street, Ambur, Vellore District - 635 802, | AMBR21 | Airtel | Tamil Nadu | GBT
IN-1252634 | Sholingur road | 12.9477 | 79.3681 | Mr.Shanmugam, S/o.Munusami reddiar, SF No:590/591, sholingur road, keel pudupettai, walaja tk, vellore dt-632513, 98948-15567, 81488-03176 | Wjpt7 | Airtel | Tamil Nadu | GBT
IN-1252635 | Vellore road | 12.9268 | 79.3497 | Mr.P.Subramani, S/o.Parthasarathy, SF No:695/5, Door no:2/83, MBT road, Walajabad tk, vellore Dt-632513, 98947-94714 | WJPT8 | Airtel | Tamil Nadu | RT Tower
IN-1252636 | Kumbikollai | 12.7771 | 78.7278 | Mrs.Lalitha Ammal, W/o.Govindhan, SF No:629/8, Kambi kolli village, Ambur tk, Vellore-635802, 95008-40489, | AMBR22 | Airtel | Tamil Nadu | GBT
IN-1252847 | VALAYAMPATTU | 12.6882 | 78.6353 | Suseela, W/o. C.N.Sigamani, SF No:85/4A1, valayampattu village, vaniyambadi tk, vellore DT-635751, 9443390275 | VMBD15 | Airtel | Tamil Nadu | GBT
IN-1252855 | Kakithapet | 12.9296 | 79.1443 | Mr.R.Velu, S/o.C.Ranganathan, 40, Filter bed road, Vellore -1, 0416-2225440, 93451-36162 | VLR67 | Airtel | Tamil Nadu | RT Tower
IN-1252857 | Nethaji nagar | 12.6794 | 78.6324 | Mrs.K.Fareeda begaum, W/o.A.Ahmed Basha, SF No:24/2A, Perumal pet, Nethaji nagar, vaniyambadi tk, Vellore-635751, 94430-96506 | VMBD13 | Airtel | Tamil Nadu | GBT
IN-1252998 | Chennikuppam | 12.9527 | 78.9624 | Mr.M.Srinivasan, SF No:160/2, Chennaguppam village, Katpadi TK, Vellore DT- 632209 , | CNKPM1 | Airtel | Tamil Nadu | GBT
IN-1252999 | Arimuthu Mottur | 12.9746 | 79.2488 | Mr.P.Chinna Kuzhandhai, S/o.Mr.Periasamy, SF No:10/2A, Kuppatha mottur, Ammundi post, Katpadi tk, Vellore DT-632519, 9245274682 | ARMTR1 | Airtel | Tamil Nadu | GBT
IN-1253000 | Rangampettai | 12.9658 | 79.0473 | Mr.V.Chakravarthy, S/o.Varadha mandri, SF No:4/2A, Katpadi to Gudiyatham main road, Edapalayam, B.N.Palayam post, Latteri via, Katpadi Tk, Vellore-632202, 90250-43105, 93450-82306 | RGPTI1 | Airtel | Tamil Nadu | GBT
IN-1253001 | Venkatesapuram | 12.9752 | 79.123 | Mrs.S.Savithiri, W/o.Subramani, SF No:588/1, No:4/22, venkatesanpuram, Vandaranthangal, Katpadi tk, vellore-632007, 9367762666 | VTPRM1 | Airtel | Tamil Nadu | GBT
IN-1253002 | Kollakotta | 12.664 | 78.5931 | Mrs.Vijayammal, W/o.K.T.Kasinathan, SF No:39/1B, Vaniyambadi tk, Vellore DT-, | KOLKT1 | Airtel | Tamil Nadu | GBT
IN-1253370 | MELAKUPPAM | 12.9224 | 79.2039 | 2/187,KOLLAI MEDU,MELAKUPPAM VIL-PO | 7719 | Vodafone | Tamil Nadu | GBT
IN-1253420 | NARAYANAPURAM | 12.7194 | 78.5196 | Mr.N.V.Perumal, S/o.Mr.Vellaikannan, SF No:23/2, no:29B, narayanapuram village, Alasanthapuram post, Ambalur via, vaniyambadi tk, Vellore DT, 98439-91422 | 9550 | Vodafone | Tamil Nadu | GBT
IN-1253421 | VELLAKAL | 12.677 | 78.7012 | Mr.S.Rajasekar, S/o.Mr.Sivalingam, SF No:54/7, near school, vellakkal village, vellakuttai post, Ambur tk, Vellore DT, 9626585130, 04174-260476 | 9551 | Vodafone | Tamil Nadu | GBT
IN-1255054 | Arcot Rd | 12.9061 | 79.3289 | No.9/29, Navathivadi Street, Arcot TK | ARCT8 | Airtel | Tamil Nadu | GBT
IN-1255102 | CHITTOORRD | 12.9464 | 79.1377 | C.Saranraj, S/o.Chandrasekar, No.148, Karthikeyan Rice Mill, Katpadi Main Road, Veruthambattu, Mottur, Kalinjur, Vellore TK & District 632 606.Ph.94432-22593. | 9844 | Vodafone | Tamil Nadu | RT Tower
IN-1255550 | KATHARIKUPPAM | 12.7272 | 78.8907 | K.VANNIYAVEERA,S/O KATHIRVEL GOUNDER,3/157 KATHARIKUPPAM VILLAGE,VANNANTHANGAL(PO),ODUKATHUR(VIA),VELLORE(TK),VELLORE(DT),PH:9361387260 | 7308 | Vodafone | Tamil Nadu | GBT
IN-1255551 | VEERAPPANUR | 12.6301 | 78.9171 | Mrs.G.Baby, W/o.Govindan, Mr.G.Subramani S/o.Govindan Mr.G.Sekar S/o.Govindan, S.F.No.99/1A3, Veerapanur Village, Polur TK, Thiruvannamalai District. Ph.97518-34180. | 7311 | Vodafone | Tamil Nadu | GBT
IN-1257732 | VLR Mn Rd | 12.9044 | 79.318 | Mrs.S.Poongavanam, W/o.T.Selvaraj, S.F.No.146/31, Vellore Main Road,Vellore Main Road, Arcot TK, Vellore District 632 503.Ph.93446-06284. | IVEL0174 | Idea | Tamil Nadu | RT Tower
IN-1257902 | Sainathapuram | 12.8956 | 79.1353 | Mr.P.Manikandan, S/o.M.P.K.Palanivel, No.79/1, No.37, Arani Road, Allapuram Village, Vellore District. 632 001. Ph.98431-67551. | VLR71 | Airtel | Tamil Nadu | RT Tower
IN-1260461 | VIT Campus | 12.9725 | 79.1614 | VELLORE INSTITUE OF TECHNOLOGY, DEEMED UNIVERSITY VELLORE 632 014, PHONE: 0416-2243091 | IVEL0145 | Idea | Tamil Nadu | RT Pole
IN-1260598 | CHNI - BLR HW | 12.7996 | 78.7306 | Mrs A Najimi Mahububa Shahiba w/o Janap a ahamed ali Shahib No 39/1 PMS Kollai Ambur Town Vellur Dt Pin 635802 | AMBR24 | Airtel | Tamil Nadu | GBT
IN-1261390 | SUNNAMBUPALLAM | 9.3438 | 78.2099 | G. SASIKUMAR, S.F.NOS.554/1C AND 554/1E, NIMMIYAMBATTU VILLAGE, VAANIYAMPADI TALUK,VELLORE DISTRICT. | SLPD1 | Airtel | Tamil Nadu | GBT
IN-1261392 | SENGUTTAI | 12.983 | 79.1369 | WEST BAZAAR STREET SENTHAMANGALAM | SENGU1 | Airtel | Tamil Nadu | GBT
IN-1263399 | NARIYAMPATTU | 12.8345 | 78.7145 | Mr.S.Venkatesan, S/o.Srinivasalu Naidu, Mrs,V.Santhi, W/o.S.Venkatesan, Plot No. 6 and 7, S.F.No.141/4, Kagithemillath 3rd Street, Nariyampattu Village, Ambur TK, Vellore District 635 808. Ph.97879 4504 | NRPTU1 | Airtel | Tamil Nadu | GBT
IN-1263730 | NILLAVUR | 12.5587 | 78.6383 | A.Saran singh, S/o.Annu singh, SF No:162/2A, Nillavur village, Thirupathur tk, Vellore DT, 9443347644 | 7292 | Vodafone | Tamil Nadu | GBT
IN-1263799 | PUDURNADU | 12.4015 | 78.6833 | Mr.K.Vadivel, S/o.Kali, Mohalai village, Pudhurnadu post, Thirupathur tk, Vellore DT-635655, Ph-9585337916 | 7284 | Vodafone | Tamil Nadu | GBT
IN-1264650 | Pernampet(SATHGAR) | 12.9506 | 78.7242 | MR.R.SATHYAMOORTHY,S/ON.RANAGANATHAN,THIRUVIKA NAGAR,2ND STREET SF.NO.636/2,645/2,PERNNAMPET,AMBUR,VELLORE DIST-635810 | PRNPT6 | Airtel | Tamil Nadu | GBT
IN-1264748 | Rasheerabad | 12.9333 | 78.7253 | MRS.C.NASEEMA BEGUM , W/O P.IQBAL AHAMED , SF NO: 33/1, MUSLIM VILLAGE YERKUUTHI , PERAMPET GUDIYATHAM TALUK VELLORE DISTRICT-635810 | PRNPT7 | Airtel | Tamil Nadu | GBT
IN-1264906 | T.K.Raja Educational institues | 12.4624 | 78.5656 | MR.T.K RAJA ., EX- MLA,S/O T.S.KANNAN , SF: 812/2C6, ADIYUR VILLAGE, TIRUPATHUR- | TKREC1 | Airtel | Tamil Nadu | GBT
IN-1264912 | ADIYUR | 12.4698 | 78.5548 | Mr T Karthikeyan,Sf.No.275/1E and 274/1B4,Subramaniyar Koil Street, Aadiyur Village and Post, Tirupathor Taluk, Vellore District - 635609. Ph:9442714008 | ADYUR1 | Airtel | Tamil Nadu | GBT
IN-1264924 | Somalapuram | 12.8096 | 78.7259 | MR.ARUL, SF No:145/1C, ASHOK NAGAR, SOMALAPURAM, VELLORE DT. PH: 9080046188 | SOMRM1 | Airtel | Tamil Nadu | GBT
IN-1267746 | OLD BUS STAND | 12.9208 | 79.1332 | MADHANALAL NO.183/184,LONG BAZZAR VELLORE-1 PH.9443333001 | VLR70 | Airtel | Tamil Nadu | RT Pole
IN-1269346 | Sivananda Nagar, EB X ROAD | 12.9973 | 79.2462 | D.VENKATESAN S/O DHARMALINGAM X EB ROAD,PERIYA RAMANATHAPURAM,VINNAMBALLI POST,KAPTADI TK,VELLORE DT.PH9791856810 | PRMTM1 | Airtel | Tamil Nadu | GBT
IN-1270120 | BANDARAPALLI | 12.5736 | 78.5083 | M.KANAGRAJ S/O.PUTTAN alias MALYAPPA GOUNDER,VETAPATTU VILLAGE POST,NATRAMPALLI VAIZ,THIRUPATHUR TK,VELLORE DIST.ph.9943662352 | BNRPL1 | Airtel | Tamil Nadu | GBT
IN-1271723 | SATTHUR | 12.8687 | 79.3428 | MR.S.R.JANAKIPATHY S/O.RENU GOPAL,S.F.NO.382/2,SATHUR VILLAGE,VILAMBAKKAM VIZA,ARCOT TK,VELLORE DIST. PH.9486594182 | SATTR1 | Airtel | Tamil Nadu | GBT
IN-1274376 | GURU RAGAVENDRA COLLEGE | 12.9296 | 78.921 | P.KOTHANDARAMAN S/O.PERUMAL,S.F.NO.165/1A,MARIYAMMAN KOVIL ST,VEPPUR VILLAGE and POST,KATPADI TK,VELLORE DIST. PH.9842471560 | GRPCL1 | Airtel | Tamil Nadu | GBT
IN-1274378 | Vinayagapuram | 12.8889 | 78.9042 | MRS.LAKSHMI W/O P.SELVAM,S.F.NO.568,VINAYAGAPURAM VILLAGE,AGARAMCHERY POST,AMBUR TK,VELLORE DT.635804 PH.9655708504 | VGPRM1 | Airtel | Tamil Nadu | GBT
IN-1030497 | KEELPENATHUR | 12.2454 | 79.2247 | KILPATHUR | 3213 | Vodafone | Tamil Nadu | GBT
IN-1030500 | THANDARAMPET | 12.1542 | 78.9467 | THANIPADI MAIN ROAD,,THANDARAMPET POST,THANDARAMPET TK,THIRUVANNAMALAI DIST | 3207 | Vodafone | Tamil Nadu | GBT
IN-1030564 | PUDUPALAYAM | 12.5704 | 79.4342 | D. ANANDABABU, S.NO.727/1A1 OF G.N.PALAYAM, VEEDAKARA STREET, PUDUPALAYAM | 3211 | Vodafone | Tamil Nadu | GBT
IN-1030565 | KADDALADI | 12.4006 | 78.9681 | G. Selvaraj, G.Sivakamy Amal ,S No ,386/1 Kadalady Village Polur Taluk Thiruvannamalai Dist 04188-244164 | 3220 | Vodafone | Tamil Nadu | GBT
IN-1030683 | KALAMBUR | 12.6345 | 79.2205 | S.R. Hafeez, Surveyno:590/8, Jana St, Kalambur, Thiruvannamalai Dt-606 903 | 1434 | Vodafone | Tamil Nadu | GBT
IN-1030700 | SOMASIPADI | 12.2371 | 79.1455 | S/o.Munibaththira Nainar,3-A,Kattabomman Street,Thiruvannamalai606601 | 536 | Vodafone | Tamil Nadu | GBT
IN-1030748 | VINNAMANGALAM | 12.5878 | 79.3113 | ROAD STREET,VINMANGALAM | 318 | Vodafone | Tamil Nadu | GBT
IN-1030753 | KUNNATHUR | 12.6909 | 79.2302 | D.MAMADU, S.F.NO.129/6,129/7,166/2, NEAR TANK STREET, KUNNATHUR, ARANI, THIRUVANNAMALAI - 632 314. | 317 | Vodafone | Tamil Nadu | GBT
IN-1030774 | SANDAVASAL | 12.1192 | 79.3834 | S/O.S.V.Gopal Naidu1548 Arani Road, KangiranandalSanthaivasal Post, Polur TalukThiruvannamalai606 905 | 346 | Vodafone | Tamil Nadu | GBT
IN-1030823 | DEVIKAPURAM | 12.4969 | 79.2537 | K.N.CHINNSAMY , S.F.No,. 155/9, Devikapuram, Arani (T.K),Thiruvannamalai-606902 | 1566 | Vodafone | Tamil Nadu | GBT
IN-1030824 | PERAMANALUR | 12.5713 | 79.4353 | S/O.Arjunan84 Bazaar StreetPernamallur Vandavasi TalukThiruvannamalai604 503 | 1572 | Vodafone | Tamil Nadu | GBT
IN-1030844 | MUNGILTHURIPATTU | 12.0577 | 78.9731 | KALLAKKURICHI MAIN ROAD,MOONGILTHURAIPATTU POST,SANGARAPURAM TK,VILLUPURAM DIST | 1568 | Vodafone | Tamil Nadu | GBT
IN-1030864 | ADI ANNAMALAI | 12.2431 | 79.0271 | RAJA RAJESWARI GAR,ADI ANMALAI | 1564 | Vodafone | Tamil Nadu | GBT
IN-1030877 | THANIPADI | 12.108 | 78.8342 | PILLAIYAR KOVIL STREET TANIPADI-606708. THANDARAMPET T.K. | 927 | Vodafone | Tamil Nadu | GBT
IN-1030936 | KATTAMPUNDI | 12.1211 | 79.0858 | K.DHANALAKSHMI, S.F. No 121/ 4A, New Street, Kattam Poondi Thiruvannamalai- 606806 | 1567 | Vodafone | Tamil Nadu | GBT
IN-1030937 | KRISHNAVARAM KUT ROAD | 12.559 | 79.4993 | T.KANNAN, S.F.No.203, Krishnapuram Road Street, Krishnapuram, Melnemeli Post Vallam, Vandavasi Taluk, Thiruvannamalai District. | 1702 | Vodafone | Tamil Nadu | GBT
IN-1030945 | SATTANUR DAM | 12.2204 | 78.9059 | MR.K.SHANMUGAM, S/O. KUPPAN, KOLADHAMPATTU, SENGAM TALUK, THIRUVANNAMALAI. PH- 04188-248456, 04188-207093. | 1897 | Vodafone | Tamil Nadu | GBT
IN-1030980 | ANDAMPALLAM | 12.0902 | 79.1668 | Mr.Raju Kandar, S/o,Dhanabal, Andampallam Post, Thiruvannamalai Taluka & District-6061810 / 94862-36600. | 2835 | Vodafone | Tamil Nadu | GBT
IN-1030981 | BUDDAMANGALAM | 12.3753 | 79.2302 | BUDTHAMANGALAM VILLAGE,THIRUVANAMALAI | 2834 | Vodafone | Tamil Nadu | GBT
IN-1031016 | MEL SEESHAMANGALAM | 12.6352 | 79.3464 | 1064/5 VIVEKANANDHAR STREET, MELSEESAMANGALAM, THIRUVANNAMALAI P/O | 2144 | Vodafone | Tamil Nadu | GBT
IN-1031028 | MANAMATHI | 12.8289 | 79.3071 | S.SAVITHIRI, S.F.No.314/5 And 328/18, Uthramerur Main Road, Manapathy, Uthramerur Taluk, Kanchipuram 603 403. | 1703 | Vodafone | Tamil Nadu | GBT
IN-1031061 | AVALURPET | 12.3361 | 79.2401 | 6/176,KEELPENATHUR ROAD,AVALURPETAI,GINGEE,VILUPURAM | 2162 | Vodafone | Tamil Nadu | GBT
IN-1031071 | KARIYAMANGALAM | 12.2765 | 78.8612 | KAREYAMANGALAM,GONAGOTTAI VILLAGE,KARYAMANGALAM POST | 2164 | Vodafone | Tamil Nadu | GBT
IN-1031073 | CYR SUGARMILL | 12.6091 | 79.5683 | T.S.RAJUPILLAI, S.VALLI MODERN RICE MILL, 62/7, CHEIYYAR TO VANDAVASI ROAD, ERUMAIVETTI, CHEIYYAR TK, TIRUVANNAMALAI DT, 0418-2224469, 94861-71806 | 1734 | Vodafone | Tamil Nadu | GBT
IN-1031194 | MELMALAYANUR | 12.1916 | 79.0806 | VALLATHI ROAD,OPP UNION OFFICE,MELMALAYANOOR,CHINGEE TK,VILLUPURAM DIST | 1694 | Vodafone | Tamil Nadu | GBT
IN-1031277 | KALASAPAKKAM | 12.4334 | 79.1013 | S. RAMAMURTHY, S.NO:195/1A/1A 28-94 OF KALASAPPAKKAM VILLAGE, THIRUVANNAMALAI. | 3212 | Vodafone | Tamil Nadu | GBT
IN-1031314 | KANNAMANGALAM | 12.7469 | 79.1514 | NEAR VENKATESWARA KALYA MANDAPAM, C.C.ROAD, PUDUPETTAI,KANMANGALAM. | 384 | Vodafone | Tamil Nadu | GBT
IN-1031660 | CHETPET | 11.842 | 79.5206 | G.M.R COMPLAX, VANDAVASI ROAD, CHETPET VILLAGE POST, CHETPET T.K, THIRUVANNAMALAI DISTRICT, 606801 | 3206 | Vodafone | Tamil Nadu | RT Tower
IN-1031809 | THIRUVATHIPURAM | 12.6702 | 79.5372 | K.V.Devarajan, Door No.7/4B,4C,4D,4E,4F And 4G, Arcod Road, Kodanagar Village, Cheiyar, Thiruvannamalai District. | 531 | Vodafone | Tamil Nadu | RT Tower
IN-1031848 | TIRUYADUL STREET | 12.6974 | 78.5897 | 24/109,KAMATCHI AMMAN KOIL STREET,THIRUVAMALAI | 1576 | Vodafone | Tamil Nadu | RT Tower
IN-1031945 | TVM COLLECTRATE | 12.4997 | 79.2494 | Ezhlumalai, Vellore Main road, Thiruvannamalai Collector office, Opp to venkicle, Tiruvannamalai, 94432-09150 | 1565 | Vodafone | Tamil Nadu | RT Tower
IN-1059248 | TIRUVANNAMALAI | 7 | 65 | R.Elumalai, Vellore Main Road, Collectorate Oppsite, Vengaikal, Thiruvanamalai Dt. / 94432009150 / 04175-232215 | TVML5 | Airtel | Tamil Nadu | RT Tower
IN-1059302 | VETTAVALAM | 12.1089 | 79.2464 | P.Paranthaman, No: 78, Gandhi Street, Vettavallam, Thiruvannamalai Dt - 606754 / 04175-244427 | VTVLM1 | Airtel | Tamil Nadu | GBT
IN-1059305 | KALAMBUR | 12.6344 | 79.2202 | J.ELIYAS BASHA, SURVEY NO: 11154/ 2A, 23, CINNA STREET, KALAMBUR - 606903 / 93602 22627 | KLMBR1 | Airtel | Tamil Nadu | GBT
IN-1059314 | TIRUVETTIPURAM | 12.6714 | 79.5383 | D.Prakash, 16/3, 47, Arcot Road, Near Head Post Office, Thiruvettipuram, Cheyyar Taluk, Thiruvannamalai Dt - 604407 | TVTPM1 | Airtel | Tamil Nadu | GBT
IN-1059365 | TIRUVETTIPURAM | 12.6565 | 79.5441 | K.MOHANAN, SF NO: 21/8, 13, 14, HOUSE BACK SIDE, CHEYYAR - 604 407, 04182-222526, 98423-95850 | TVTPM3 | Airtel | Tamil Nadu | GBT
IN-1059512 | SATHIYAVIJAYANAGARAM | 12.6744 | 79.3183 | Open Land Of Mr. Kanniyappan, S/O. Mr. Dourai Samy, No. 3/1221, Land Opp To Regional Institute Of Rural Development, Raja Street, S.V Nagaram, T.V Mali Dist. Ph-9360222018 | SVNGM1 | Airtel | Tamil Nadu | GBT
IN-1059524 | KOVILUR | 12.5845 | 79.5185 | MURUGAN,KOVILUR,ELUPPAMARA ST,CHEYYAR TK,TVML DT | KVLUR1 | Airtel | Tamil Nadu | GBT
IN-1059598 | PADAVEDU | 12.0297 | 79.6203 | MR.D.DHARMAN, S.F.NO.-202/14,A.K .PADAVEEDU POST, SANTHAVASAL VIA., POLUR TALUK, THIRUVANNAMALAI DIST- 606905. PH:04181-248393. (ACQ BY KVG) | PDVDU1 | Airtel | Tamil Nadu | GBT
IN-1059600 | PUDUPALAYAM | 12.7181 | 79.1944 | Mr.P.Munisamy, S.F.No.7/11, School Street, Pudupalayam Village, Onnupuram Post, Arani Taluk, Thiruvannamalai - 632 315. Ph:04173-293532.Pp (Shankar Is A Son Of Munnisamy) | PUDPM1 | Airtel | Tamil Nadu | GBT
IN-1059717 | UCHCHIMALAIKUPPAM | 12.2711 | 78.9128 | UCHIMALAI KUPPAM POST,CHENGAM,THIRUVAMALAI | UMKM1 | Airtel | Tamil Nadu | GBT
IN-1059753 | AYYAMPALAYAMPUDUR | 12.2422 | 79.0098 | MR.G.SAKKARAI, SF NO: 80/2B, OPP RAM KUMAR RICE MILL , AYYAMPALAYAM PUDUR, THIRUVANNAMALAI DT - 606 603, 9442311670 | AYPDR1 | Airtel | Tamil Nadu | GBT
IN-1059771 | KANNANKURIKAI | 12.2652 | 78.954 | CHENGAM MAIN ROAD | KKKAI1 | Airtel | Tamil Nadu | GBT
IN-1059895 | SOCAKATUKULUM | 12.2384 | 79.1767 | MR.M.CHINNADURAI,SF.NO.395/1,NO.110 SOMACIPADI,THIRUVANMALAI TALUK,THIRUVANAMALAI DIST-604050.PH.NO.94427-30740. | SCTUU1 | Airtel | Tamil Nadu | GBT
IN-1059898 | SUNDAKAPALAYAM | 12.2783 | 78.8514 | Open land of Mr. Ranganatha Naidu, S/O. Mr. Venugopal Naidu, Sundakapalayam, Kariamangalam post, Chengam Tk, T V malai dist. Ph-9444822083 | SNDKM1 | Airtel | Tamil Nadu | GBT
IN-1060010 | MEPULYUR | 12.2905 | 78.7754 | ZAIN ABBI,426/1,MEL PUZUTHIYAR,CHENGAM,THIRUVANAMALAI | MPLYR1 | Airtel | Tamil Nadu | GBT
IN-1060011 | MELCHANGAM | 12.2754 | 78.7257 | BANGALORE MAIN ROAD, CHENGAM T.K, THIRUVANNAMALAI DISTRICT | MEHNM1 | Airtel | Tamil Nadu | GBT
IN-1060020 | VEERAPAN STREET | 12.2095 | 79.3647 | MR.V.R.V.KRISHNAKANDHAN,K.S.MAHAL,VEERAPPAN STREET,POLUR,THIRUVANNAMALAI DIST-606803,PH:04181222256/9442806109 | POLR2 | Airtel | Tamil Nadu | GBT
IN-1060034 | SOMASIPADI | 12.2391 | 79.1471 | Mr. V Muthuswami, New No: 1/13,Old nO 26,Opp to Post Office, Somasipadi Vilage and Post,Tiruvannamalai DT | SMSPD1 | Airtel | Tamil Nadu | GBT
IN-1060038 | TIMIRI | 12.6631 | 78.6328 | Airtel MW Repeater, Tmiri, Vellore dist. | TIMRI2 | Airtel | Tamil Nadu | GBT
IN-1060145 | NESAL | 12.6259 | 79.2974 | ARIYALAM ROAD STREET | NESAL1 | Airtel | Tamil Nadu | GBT
IN-1060152 | THENARASAMPATTU | 12.2373 | 79.1216 | MR.C.KAMALAKANNAN/MR.K.SENTHILKUMAR,SF.NO.116/4,5&7B,NEW SF.NO.132/8,132/9,132/11B,PLOT NO.7&8,THENARUVI NAGAR,THENARASAMPATTU,THIRUVANNAMALAI DIST.-606602.PH:98947-23268 | TEATT1 | Airtel | Tamil Nadu | GBT
IN-1060168 | VALLALAR STREET | 12.3157 | 79.4249 | MR.KODEESHWARAN,SF.NO.1151/1,THIRUVALLUVAR STREET,KALAMBUR,ARANI TALUK,THIRUVANNA MALAI DIST.-609 903.PH:98944-29886/04181-247351 | KLMBR2 | Airtel | Tamil Nadu | GBT
IN-1060177 | ANNAKUWAR | 12.6328 | 79.5572 | MR,A.M.BOOPALAN,S/O,A.V.MUNIYAPPAN,VANDAVASI MAIN ROAD,ANAKKAVOOR,NEAR VISDAM TEACHERS TRAINING SCHOOL,CHIYYAR TALUK,THIRUVANNAMALAI DIST-PH94423 13126 | ANKWR1 | Airtel | Tamil Nadu | GBT
IN-1060195 | SAIYAR | 12.7108 | 79.5253 | MR.P.M.SUBRAMANIYAN,S/O,MANIKAM PILLAI,PAPPANTHANGAL,ARKOT MAIN ROAD,CHIYYAR TALUK,THIRUVANNAMALAI DIST-604 406-PH-99423 95940 | SIYAR1 | Airtel | Tamil Nadu | GBT
IN-1060256 | ARULNADU | 12.419 | 79.3565 | SF.NO.27/B &27/13,ARULNADU VILLAGE,MARAKONAM POST.CHINGEE TK,VILLUPURAM DIST | ARLND1 | Airtel | Tamil Nadu | GBT
IN-1060293 | VAZHAPANDAL ROAD | 12.6658 | 79.2961 | MR.A.S.BABU,SF.NO.149/1E,OPP.TO KARUNA MODERN RICE MILL,VAZHI PANDAL ROAD,ARANI,THIRUVANAMALAI DIST.-632 301.PH:04173-228885/94433-27447 | ARNI7 | Airtel | Tamil Nadu | GBT
IN-1060303 | SIRUMBAKAM | 12.1816 | 79.0116 | MR.NK.ELUMALAI,NO.219,MAIN ROAD,KILSIRUPAKKAM VILLAGE,KILSIRUPAKKAM POST,CHENGAM TALUK,THIRUVANNAMALAI DIST.-606 707.PH:94428 08433/04188-246969 | SRMBM1 | Airtel | Tamil Nadu | GBT
IN-1060369 | ADIPARASAKTI COLLEGE OF ARTS AND SCIENCE | 12.7999 | 79.4374 | ADHIPARASAKTHI COLLEGE, ARUMPAKKAM CUT ROAD, DHINDIVANAM ROAD, ARCOT TK, VELLORE DIST, TAMILNADU | KLVAI2 | Airtel | Tamil Nadu | GBT
IN-1060390 | KAMMASAMUDRAM | 12.7594 | 79.1798 | MR.ETHURAJAN,SF.NO.323/2 73,ARCOT ROAD,OPP.TO PANCHAYAT OFFICE,KAMMASAMUDRAM POST,VELLORE DIST.-632 319.PH:94433-55357 | KMSDM1 | Airtel | Tamil Nadu | GBT
IN-1060397 | SATHANUR | 12.2059 | 78.8902 | MR.ARUMUGAM,S/O.MUNNASAMY,SF.NO.142/1A1,NO.262,PAVANAR STREET,SATHANUR,CHENGAM TALUK,THIRUVANAMALAI DIST.-606 706.PH:94438-15216/04188-248265 | SATNR1 | Airtel | Tamil Nadu | GBT
IN-1060495 | SATHANUR DAM | 12.1838 | 78.8662 | S.SAVITHRI,W/O,P.SUNDARAMOORTHI,SF.NO.239,NEAR WATER TANK,SANTHANUR DAM,CHEANGAM TALUK,THIRUVANAMALAI DIST-606 706-PH-98427 08734 | SATNR2 | Airtel | Tamil Nadu | GBT
IN-1060584 | VELLARI | 12.7238 | 79.3001 | 1/149,ROTTU THERU,VELLERI POST AND VILLAGE,ARANI,THIRUVANAMALAI | VELAR1 | Airtel | Tamil Nadu | GBT
IN-1060715 | PARAMANDAL | 12.3602 | 78.7654 | MR.V.RADHAKRISHNAN,S/O.G.VENKATAJALAPATHY,SF.NO.237/241,SRI VENKATESHWARA RICE MILL,PARAMANDAL VILLAGE AND POST,CHENGAM TALUK,THIRUVANNAMALAI DIST.-606710.PH:04188-249269/93606-58834 | PRMDL1 | Airtel | Tamil Nadu | GBT
IN-1060729 | KARAPATTU | 12.3803 | 78.9345 | MR.P.ELUMALAI,SF.NO.46/3,NO.321,ARASAMARAM STREET,KARAPATTU VILLAGE AND POST,CHENGAM TALUK,THIRUVANAMALAI DIST.-606705.PH:9367185237 | KRPTT1 | Airtel | Tamil Nadu | GBT
IN-1060870 | CHENGAM | 12.3036 | 78.7919 | Open Land Next , Mr Govind Ramanjuna , Behind Bus Stand . Chengam. | CNGM2 | Airtel | Tamil Nadu | GBT
IN-1061076 | KARIYAMBADI | 12.6757 | 79.1074 | Mr.Karunanidhi, S/o.Kannyyan, Kariyambadi Village), Kolur (Post), Polur(T.K.), Thiruvannamalai(Dist). Phone:(0418)223725(PP) 50m | KRMBD1 | Airtel | Tamil Nadu | GBT
IN-1061287 | ARANI(TVMALAI) | 12.7572 | 78.7024 | THULSI PAINTS BUILDING (GOVINDATHAR COMPLEX) # 57, MARKET ROAD, ARANI | ARNI1 | Airtel | Tamil Nadu | RT Tower
IN-1061288 | ARANI(TVMALAI) | 13.0419 | 79.3676 | K Parthasarathi, No 160, Sm Road, Kosapalayam Arni (04173-226230) | ARNI2 | Airtel | Tamil Nadu | RT Tower
IN-1061381 | CHETPET | 12.0671 | 79.2444 | NO.21, GINGEE ROAD, CHETPET VILLAGE POST, CHETET T.K, THIRUVANNAMALAI DISTRICT, 606801 | CHPET1 | Airtel | Tamil Nadu | RT Tower
IN-1061478 | KALAVAI | 12.7716 | 79.4172 | MR. P SUBRAMANYAM & MR. KUMARESAN, KPS KALYANA MANDAPAM, 32/U: 7/A, NEAR MURUGANESH THEATRE, KALAVAI. ARCOT TK, VELLORE DT-632506, PH: 94435 96903 / 04173-242780, 242286 | KLVAI1 | Airtel | Tamil Nadu | RT Tower
IN-1061738 | SEVOOR | 12.2775 | 79.6043 | Mr.Arivazagan.C/O Murgan Cement Shop.Vellore Main Road,Sevoor.Ph-04173-224535,229773 | SEVOR1 | Airtel | Tamil Nadu | RT Tower
IN-1061808 | TIMIRI | 12.6849 | 78.6133 | M. DHARMICHAND JAIN, ADM COMPLEX, OLD SF NO. -897 /C, MADAN THANGA MALIGAI, N0-31, NEHRU BAZAAR, TIMIRI, ARCOT TK, VELLORE - 632512, | TIMRI1 | Airtel | Tamil Nadu | RT Tower
IN-1061934 | TIRUVANNAMALAI | 12.2422 | 79.075 | MR.TVS.RAJARAM,S/O.SUBRAMANI,D.NO.123/14,CHINNAKADAI STREET,THIRUVANNAMALAI-606601.PH:9443162385. | TVML1 | Airtel | Tamil Nadu | RT Tower
IN-1061935 | TIRUVANNAMALAI | 12.2294 | 79.0714 | P.JAYANTHI, SHRI ANNAI THUNIYAGAM, OPP TO UDUPI HOTEL, 310/61-A, CAR STREET, THIRUVANNAMALAI | TVML2 | Airtel | Tamil Nadu | RT Tower
IN-1061936 | TIRUVANNAMALAI | 7 | 65 | 40/76,GORIMATTU STREET | TVML3 | Airtel | Tamil Nadu | RT Tower
IN-1061937 | TIRUVANNAMALAI | 7 | 65 | Bangalore Auto GarageGandhi Nagar Main Road, Thiruvannamalai | TVML4 | Airtel | Tamil Nadu | RT Tower
IN-1062001 | TIRUVETTIPURAM | 12.6651 | 79.5404 | K.Venkatapathy, Next To Rk Lodge ( Lic Bldg ) ,6/35, Arcot Road, Tiruvettipuram, Cheyyur, 604407 / 04182-222294, 222211 | TVTPM2 | Airtel | Tamil Nadu | RT Tower
IN-1062451 | GANDHI ROAD | 12.5061 | 79.223 | KAVITA TRADERS,1/6,GANDHI ROAD,ARANI,THIRUVANAMALAI | ARNI3 | Airtel | Tamil Nadu | RT Tower
IN-1062489 | CHENGAM ROAD | 11.9301 | 79.3766 | PRESIDENT, KURUMBARS MADAM, NO.68/4, THIRUMANGANA GOBURA STREET, THIRUVANNAMALAI - 606 601. PH: 94438 10104. | TVML13 | Airtel | Tamil Nadu | RT Tower
IN-1062512 | KEELARUNAI | 12.2258 | 79.0818 | MR.P.SARAVANAN, S/O.RAMALINGAM, NO.23/12B, VETAVALAM ROAD, VIVEKANANDA EYE HOSPITAL BACKSIDE, THIRUVANNAMALAI - 606 601. PH: 94436 20783 / 99443 50696. | TVML12 | Airtel | Tamil Nadu | RT Tower
IN-1062516 | KOSAPALAYAM | 11.7419 | 79.0769 | SRINEEVASAN STREET,KOSAPALAYAM,ARNI | ARNI4 | Airtel | Tamil Nadu | RT Tower
IN-1062579 | SAIDAPET | 12.6657 | 79.2749 | MRS.N.RAMANI,W/O.NEELAMEGAM,T.S.NO.165/1B,NO.112A1,KARTHIKEYAN ROAD,SAIDAPET,ARANI,THIRUVANNAMALI DIST-632316.PH:9443437309/04173-226704 | ARNI5 | Airtel | Tamil Nadu | RT Tower
IN-1062580 | EB NAGAR | 12.6871 | 79.2824 | MR.G.SUBRAMANIYAM,S.NO.325/6A3A,NO.1306/3,2NDCROSS,EB NAGAR,RATHINAMANGALAM ROAD POST,ARANI,THIRUVANNAMALAI DIST-632316.PH:9345254409 | ARNI6 | Airtel | Tamil Nadu | RT Tower
IN-1062591 | CHINNAKADAI STREET | 7 | 65 | MR.TVS.RAJARAM,S/O.SUBRAMANI,D.NO.123/14,CHINNAKADAI STREET,THIRUVANNAMALAI-606601.PH:9443162385. | TVML11 | Airtel | Tamil Nadu | RT Tower
IN-1062665 | TENIMALAI | 12.9198 | 78.8135 | R.RAJAS/ORAJAVELGOUNDER,NO.1829/55THANDRAMPATTUROAD,OPP.MUNICIPELSCHOOLTENIMALAI,THIRUVANNAMALAI-606601,PH:04175-235261,9443629012 | TVML14 | Airtel | Tamil Nadu | RT Tower
IN-1062685 | POLUR ROAD | 12.2469 | 79.072 | MR.R.PARAMASIVAM & MR.R.MUTHUKRISHNAN, T.S.NO.22,22/8, PONNI COMPLEX, NO.7, SRI RAM NAGAR, VELLORE ROAD, THIRUVANNAMALAI DIST - 606 601. PH:94433 70707 / 04175-252912 | TVML10 | Airtel | Tamil Nadu | RT Tower
IN-1067663 | TURINJAPURAM | 12.3758 | 79.0936 | SUBRAMANI 92 KARIYANTHAL, MARUTHURAMBADI POST T.V.MALAI | TJPM1 | Airtel | Tamil Nadu | GBT
IN-1067842 | UTHUR | 12.5385 | 79.2429 | KUPPUSWAMY,S/O.DURAISWAMY,KOVIL ST,UTHUR(V),SUSAI NAGAR(P),POLUR(TK),THIRUVANNAMALI(DT),PH:9443506117. | UTHUR1 | Airtel | Tamil Nadu | GBT
IN-1069348 | KOTTAPATTI | 11.9889 | 78.6672 | D.RATHINAMA, W/O.P.DHANPAL, 2/307.KOTTAPATTI(PO), HAROR(TK), DHARMAPURAI(DT)-636906. PH.954346258395 | 3237 | Vodafone | Tamil Nadu | GBT
IN-1069351 | BAYARNAIKANAPATTI | 12.0517 | 78.6422 | EB DANDA ROAD,BAYARANAICKEN POST,HARUR TK,DARMAPURI | 3240 | Vodafone | Tamil Nadu | GBT
IN-1069424 | (ERAMBUR)KEELKOVALAIVEEDU | 12.5559 | 79.5451 | R.LOGANADHAN,MALAIMEEDU ST, VANADAVASI TK, TVML DT | 3328 | Vodafone | Tamil Nadu | GBT
IN-1070349 | PERANKATTUR | 12.7508 | 79.5263 | PERUNGATTUR VILLAGE,CHEYYARTK TVML (DT) | 1733 | Vodafone | Tamil Nadu | GBT
IN-1070628 | NARIPALLI | 11.9363 | 79.0804 | SALEM MAIN ROAD,HARUR TK,DARMAPURI DIST | 2618 | Vodafone | Tamil Nadu | GBT
IN-1070663 | KANGAIYANOOR | 12.2576 | 78.908 | P.MANI, S/O.PAVUNU GOUNDER, 252, PILLAYAR KOIL STREET, NAMIYENTHAL, KANGEYANOOR, POLUR TK., THIRUVANNAMALAI DT. PH : 9942303397. | 2693 | Vodafone | Tamil Nadu | GBT
IN-1071159 | NATCHIAPURAM | 12.5135 | 79.3084 | M.Devaraj, 1/23, Bajan Street, Nachiapuram, Ulagabatti post, Arani Tk., Thiruvannamalai | NATC1 | Airtel | Tamil Nadu | GBT
IN-1071839 | ADIANNAMALAI | 12.6871 | 79.2824 | MR.N.MOORTHI,ADIANNAMALAI VILLAGE & POST,THIRUVANNAMALAI TALUK & DIST-PH-04175 233043 | ADNML1 | Airtel | Tamil Nadu | GBT
IN-1072046 | ANNAIPENNADAN | 12.4144 | 79.1442 | A.SUBRAMANIAM,ARUNAI ANANTHA HOTEL BACK SIDE,ANNAI PERANATHAN,TIRUVANNAMALAI 606 603,098400 22258,04175 - 236981 | APDN1 | Airtel | Tamil Nadu | GBT
IN-1073343 | GANGAVARAM | 12.4878 | 78.9894 | OPEN PLOT OF D.MANIKANDAN,S/O-DASIYAPPA NAIKAR,VIL-GANGAVARAM,ADHAMANGALAM POST,POLUR TK,THIRUVANAMALAI-606901,NO-04181242432 | GNGVM1 | Airtel | Tamil Nadu | GBT
IN-1074597 | KETTAVARAM PALAYAM | 12.4751 | 78.9947 | OPEN PLOT OF K R VENKATESH,,MEL STREET,VIL/POST-KETTAVARAMPALAYAM,POLUR TK,THIRUVANAMALAI DIST-606901,NO-04181-242412 | KTVRM1 | Airtel | Tamil Nadu | GBT
IN-1074611 | KUPPAM | 12.102 | 79.65 | MRS.K.MARAGADHAMMAL,W/O.KUPPASAMY UDAIYUR,NO.206/4,4B,KAAPPALUR VILLAGE,KAAPPALUR POST,POLUR TALUK,THIRUVANNAMALAI DIST.-606751 | KUPAM1 | Airtel | Tamil Nadu | GBT
IN-1074877 | MALAYANURCHAKKADI | 12.0861 | 78.771 | SALEM MAIN ROAD MALAYANOORCHECKADI | 3487 | Vodafone | Tamil Nadu | GBT
IN-1074885 | VANNAPURAM | 12.1023 | 79.0172 | SHAUL & BHILAL, VAANANPURAM VILL & PO, MAIN ROAD, THANDARAMPATTU TK, T.V.MALAI DT, 04188-245927 | 3490 | Vodafone | Tamil Nadu | GBT
IN-1074919 | VEPPUR CHAKKADI | 12.1621 | 78.8221 | SATHANUR DAM VIA,VEPPOORCHECKADI,THANDARAMPET TK | 3514 | Vodafone | Tamil Nadu | GBT
IN-1076782 | RAYANDA PURAM | 12.2505 | 79.6252 | V. MANIKANDAN, S./O, VARATHAN, RAYANDA PURAM VILLAGE & POST | ROYPM1 | Airtel | Tamil Nadu | GBT
IN-1076872 | KOTTAPOONDI | 12.3797 | 79.2986 | M. SEKAR, S/O, MUNUSAMY, KOTTA POONDI VILLAGE &POST | KOTTI1 | Airtel | Tamil Nadu | GBT
IN-1076885 | EYYIL VILLAGE | 12.4719 | 79.1264 | G.APPANDIRAJ S/O GEBU NAINAR,EYYIL VILLAGE & POST | EYYAL1 | Airtel | Tamil Nadu | GBT
IN-1076888 | KOLAMANJANUR | 12.1305 | 78.8964 | K. PANDU RANGAN, S/O, KOLA GOUNDER, KOLA MANJANUR VILLAGE | KLMJR1 | Airtel | Tamil Nadu | GBT
IN-1076911 | PANAMUGAI | 12.865 | 79.4996 | Mr.P.Sampath, Surbey No: 242/5A, Situated at Panamugai village, | PNMGI1 | Airtel | Tamil Nadu | GBT
IN-1076929 | ATHI | 12.6532 | 79.6103 | Mr.Durai Appu, S/o.Duraisamy, No22.Erikarai street | ATHII1 | Airtel | Tamil Nadu | GBT
IN-1076944 | MODAIYUR | 12.5052 | 79.2232 | G.GOVINDAN S/O.MANNAR,NO-141 VELLAR STREET,MODAIYUR-VILL & POST | MDYUR1 | Airtel | Tamil Nadu | GBT
IN-1076949 | MELTHHIPATTU | 12.4606 | 79.2817 | Emuneyappans/oraghunathangownder85/2cmelattipattuattipattuvillage(PO) | MELTH1 | Airtel | Tamil Nadu | GBT
IN-1077849 | SATTUVANTHANGAI | 12.8377 | 79.4667 | NADRAJA PILLAI,S/O VELLUPILLAI,3/160,METTU ST,SATHUVANTHANGAL VILL & PO | SATTU1 | Airtel | Tamil Nadu | GBT
IN-1077866 | KILPOTHARI | 12.406 | 79.0326 | KUMAR,S/O.PERUMAL,METTU COLONY,MEPATHURAI-VILL, THIRUVANNAMALAI DIST. | KILPT1 | Airtel | Tamil Nadu | GBT
IN-1077884 | SEETTAM PATTU | 12.3948 | 79.1786 | MR.V.GNANASEKARAN , S/O.M.VENKATAKRISHNA REDDIYAR , SURVEY NO.50/9, SITUATED AT SEETTAMPATTU VILLAGE | SETHA1 | Airtel | Tamil Nadu | GBT
IN-1077889 | MADIPAKKAM | 12.5119 | 79.125 | PALLA ST,MADIAPAKKAM(PO),CHEYYAR TK, TVML DT | MDPKM1 | Airtel | Tamil Nadu | GBT
IN-1077896 | VINNAMANGALAM | 12.8728 | 79.3687 | MELMATTAI VINMANGALAM CHEYYARTK TVML DT | VINNA1 | Airtel | Tamil Nadu | GBT
IN-1077980 | MELRAVANDAVADI | 11.8239 | 78.9941 | CHENGAM T.K, THIRUVANNAMALAI DISTRICT | MLRVD1 | Airtel | Tamil Nadu | GBT
IN-1077998 | TEPPIRAMPATTU | 12.4309 | 79.2868 | Mr.A.Rajendran, Survey No:114/1, 114/2 & 114/3, situated at Theppirampattu Village & Post | TPRPT1 | Airtel | Tamil Nadu | GBT
IN-1078528 | SU.VALAVETTI | 12.3789 | 78.5909 | Mrs.R.Thaiya nayaki, Survey No;45/2A2, situated at Land near Govt.School, S.V.Valavetti Village | SVLPT1 | Airtel | Tamil Nadu | GBT
IN-1078625 | PUDUCHEKKADI | 12.0376 | 78.5053 | Mr.A.Arumugam,S.no.336/1B6,Puduchekade village, | 770 | Airtel | Tamil Nadu | GBT
IN-1079060 | DEVANAMPATTU | 12.9222 | 79.0957 | KANDASAMY,DEVANAMPATTU(POST),TIRUVANNAMALAI. | DEVAN1 | Airtel | Tamil Nadu | GBT
IN-1079063 | VASUDEVANPATTU | 7 | 65 | NO57/3,PERUMAL COIL STREET, VASUDEVANPATTU VILLAGE(PO), CENGAM TK, T.V.MALAI DISTRICT | VASUD1 | Airtel | Tamil Nadu | GBT
IN-1079104 | PULIYAMPATTI | 12.1666 | 78.7216 | MR.C.GANDHI,S.NO.72/3,PULIYAMPATTI VILLAGE,CHENGAM TALUK | PULIY1 | Airtel | Tamil Nadu | GBT
IN-1079227 | ARUNAGIRIMANGALAM | 12.4878 | 78.9894 | Survey No:12/2, situated at Thenmagadevamangalam Village | ARGMM1 | Airtel | Tamil Nadu | GBT
IN-1079231 | DEVANDAVADI | 12.4404 | 79.3899 | NO.139, ROAD STREET, MALNANDABADI VILLAGE, VEPAMPATTU POST, VANDAVASI T.K | DVNDD1 | Airtel | Tamil Nadu | GBT
IN-1079237 | VAILAMUR | 12.4144 | 79.2538 | MRS.S.UNNAMALAI,S.NO.306/4,MAL VEILAMPUR VILLAGE | VLMUR1 | Airtel | Tamil Nadu | GBT
IN-1079253 | MEKALUR | 12.2981 | 79.2331 | Survey No:412/26 situated at Mekalur Village | MKLUR1 | Airtel | Tamil Nadu | GBT
IN-1079256 | ANDANPATTI | 12.9496 | 78.8216 | Survey NO:15/2B, S.NO:16/1B4 & S.No:16/1B5 situated at Andipattu Village | ANDAN1 | Airtel | Tamil Nadu | GBT
IN-1079261 | DHOTTAKUPPAM | 12.2113 | 79.2336 | Survey No:3/4, situated at Dhathakuppam Village, | DTKPM1 | Airtel | Tamil Nadu | GBT
IN-1079275 | RANDAM | 12.4543 | 79.1961 | Survey No;147/1A, Situated at randham Village, Semiyamangalam | RADAM1 | Airtel | Tamil Nadu | GBT
IN-1079277 | LADAVARAM | 12.4144 | 79.1439 | Survey No;153/1B, situated at Ladavaram Village | LADAV1 | Airtel | Tamil Nadu | GBT
IN-1079282 | MANANDAL | 12.3105 | 79.2941 | MANANDHAL VILLAGE,GINGEE,yyVILLUPURAM | MANDL1 | Airtel | Tamil Nadu | GBT
IN-1079285 | BEEMARAPATTI | 12.0422 | 78.742 | Survey no;14/4 situated at Beemarapatti Village | BMRPT1 | Airtel | Tamil Nadu | GBT
IN-1079292 | BONDA | 12.0915 | 78.8595 | N. VIJAYA, W/O,M NATRAJAN, BONDA VILLAGE, | BONDA1 | Airtel | Tamil Nadu | GBT
IN-1079296 | MALAMANJANUR | 12.1321 | 78.8658 | R. SIVAPARAKASAM, S/O, RAMYIAN, MEL MANJANAUR VILLAGE, PUDUR POST | MMJNR1 | Airtel | Tamil Nadu | GBT
IN-1079299 | PERUMANAM | 12.041 | 79.1063 | A. RAJU, S/O, ANNA SAMY, PERUMANAM VILLAGE | PRMNM1 | Airtel | Tamil Nadu | GBT
IN-1079305 | THENMUDIYANUR | 12.1277 | 78.9534 | Mr.Pallanivel, Survey NO:92/21, situated at No:40, Vadakala Street, | TMNUR1 | Airtel | Tamil Nadu | GBT
IN-1079308 | NAMATHODU | 12.5352 | 79.3776 | Mr.K.Elumalai, Survey NO:322/10A, situated at Namathodu Village | MNTDU1 | Airtel | Tamil Nadu | GBT
IN-1079311 | GANGASOODAMANI | 12.4925 | 79.3478 | Mr.J.Vijayasarathi, Survey No:144/3, situated at Arani to Chetpet main road, | GNSMN1 | Airtel | Tamil Nadu | GBT
IN-1079324 | NARAPHAMPUNDI | 12.407 | 79.0637 | Survey No:121/2 situated at Nartam Pondi Post, | NARAP1 | Airtel | Tamil Nadu | GBT
IN-1079373 | PARUTHIPURAM | 9.269 | 78.903 | Survey No:76, Situated at paruthipuram Village | PRTPM1 | Airtel | Tamil Nadu | GBT
IN-1079405 | NAYAMBADI | 12.382 | 79.0069 | Survey No;50/2C Situated at Nayampadi Mottur Village | NAYAM1 | Airtel | Tamil Nadu | GBT
IN-1081304 | KASTHAMBADY | 12.6107 | 79.2009 | SARAVANAN,NO 185 ROAD STREET,KARSTHAMBADY,T.V.MALI DT,PH 9894291734 | 5365 | Vodafone | Tamil Nadu | GBT
IN-1082196 | NEELANTHANGAL | 12.1592 | 79.2152 | Darmaligam Nilathagal village | NLTHL1 | Airtel | Tamil Nadu | GBT
IN-1082238 | THORAPADI | 12.3189 | 78.9048 | S.F.No.16/4A, situated at Land Near Sugar Company, Chinna Narasinga Nallur Village | THRPD1 | Airtel | Tamil Nadu | GBT
IN-1082248 | ALAGANDAL | 12.1636 | 79.1004 | ALGANDANALAL VILLAGE | ALNDL1 | Airtel | Tamil Nadu | GBT
IN-1082256 | NERGUNAM | 12.0988 | 79.1009 | ARULVALAVAN NERGUNAM VILLAGE(P.0) | NRGNM1 | Airtel | Tamil Nadu | GBT
IN-1082257 | QUILAM | 12.3412 | 78.7989 | QUILAM(V)(P),PARAMANADAL(Via),CHENGAM(Tk) | QULAM1 | Airtel | Tamil Nadu | GBT
IN-1082259 | AMMAPALAYAM | 12.2889 | 78.8838 | AMMAPALAYAM(V),ERAIYUR(P) | AMPYM1 | Airtel | Tamil Nadu | GBT
IN-1082262 | PERIERI | 12.3372 | 78.8817 | PERIERI(V),THORAPPADI(P),CHENGAM(Tk) | PRERI1 | Airtel | Tamil Nadu | GBT
IN-1082390 | VAIRAPERIYANKUPPAM | 12.3519 | 79.2074 | Mr.K.Arivazgan,S/O.V.Krishnan,S.no-333/4,Mettu Str,Vedanthavadi V | VRKPM1 | Airtel | Tamil Nadu | GBT
IN-1082393 | KEEKALOOR | 12.306 | 79.2664 | Mr.N.R.Murugan & R.Maran,S.no-313/21,Keekaloor Village,Maareyammal Koil Str,Thiruvannamalai Dist-PH-9943590271 | KKLOR1 | Airtel | Tamil Nadu | GBT
IN-1082674 | NARTHAMPUNDI | 12.3593 | 78.9064 | MR.DEVASIGAMANI,MAIN ROAD,NARTHAMPUNDI VILLAGE,THIRUVANNAMALAI D.T,PH:04175-232418. | 5750 | Vodafone | Tamil Nadu | GBT
IN-1082699 | NARANAMANGALAM | 12.4076 | 79.292 | Mr.T.Ramachandran,S/0-Thrithmalai,Naranamangalam post | NARAN1 | Airtel | Tamil Nadu | GBT
IN-1082763 | MURUGAPADY | 12.7108 | 79.5253 | 1/47,school st,polur taluk | MRPDY1 | Airtel | Tamil Nadu | GBT
IN-1082787 | ARAIYALAM | 12.6062 | 79.2741 | Mr.Selvaraj s/o Nammadeva udayar | ARYLM1 | Airtel | Tamil Nadu | GBT
IN-1082982 | VALAYAMPATTU | 7 | 65 | V.RAMESH,S/O.A.VADIVEL CHITTIYAR,RAJA VEDI,VALAYAMPATTU(V)(P) | VAYPT1 | Airtel | Tamil Nadu | GBT
IN-1082984 | THENNAMPATTU | 12.8032 | 79.5005 | T.E SEENIVASAN,S/O T. EGAMBARAM,2/1BRAMIN | TNNPT1 | Airtel | Tamil Nadu | GBT
IN-1083082 | MORANAM | 12.7616 | 79.482 | V.KUMAR,S/O VENU GOUNDAR,NO.126,METU STREET,MORANAM ,CHEIYAR TK,THIRUVANNAMALLA DT,PH:9976858606,97882760587 | 5550 | Vodafone | Tamil Nadu | GBT
IN-1083093 | SIVAPURAM | 12.6992 | 79.4519 | M.MAHENDRAN,S/O MANIKKAM GOUNDER,DOOR NO.36/A,ROAD STREET,SIVAPURAM,IRUNGUR POST ,ARCAD TK,VELLORE DT,PH:9976593322 | 5542 | Vodafone | Tamil Nadu | GBT
IN-1083185 | MURUKKAMBADI | 12.0537 | 79.0802 | MR. SINAGARVEDI S/O ASANATTAR, MURUGABADI POST | MURUK1 | Airtel | Tamil Nadu | GBT
IN-1083198 | C.M.PUTHUR | 12.3999 | 79.4832 | P.SAMPATHAM,S/O.PALANI MUDALIYAR,ROAD STREET,C.M.PUTHUR,VAVDAVASI | CMPTR1 | Airtel | Tamil Nadu | GBT
IN-1083236 | KUPPANATHAM | 12.0376 | 78.5053 | 212/1,KUPPANTHAM,CHENGAM,THIRUVANAMALAI | KPNTM1 | Airtel | Tamil Nadu | GBT
IN-1083287 | KUBERAN NAGAR | 11.9755 | 79.31 | T.VASANTHA D/O THANGAVEL NAIDU, 158,PALLA ST, MALLAVADI (POST)&(VILL), T.V MALAI (DIST)&(TK), PH:9952111044 -04175241340. | 5114 | Vodafone | Tamil Nadu | GBT
IN-1083304 | ERUDAYAMPATTU | 12.0207 | 78.9893 | MADA KOIL STREET,ERUDAYANPATTU POST,SANGARAPURAM TK,VILLUPURAM DIST | 5131 | Vodafone | Tamil Nadu | GBT
IN-1083566 | EDAPATTU | 12.0711 | 79.6039 | EDAPATTU VILLAGE POST,GINGEE,VILLUPURAM | 5680 | Vodafone | Tamil Nadu | GBT
IN-1083573 | PATHYAVADY | 11.9188 | 79.1876 | MR.S.KRISHNAN, NO:1/73, PALLA STREET, PATHIYAVAADI, POLUR TALUK, THIRUVANNA MALAI DISTRICT - 606751 | 5682 | Vodafone | Tamil Nadu | GBT
IN-1083583 | VELUGANTHAL | 12.3649 | 79.1305 | R.SUNDARESHAN.S/O RAMASAMI GOUNDER,NO.203/A,KOLATHU STREET,VELAGANTHAL POST,THIRUVANNAMALLAE DT,04175248836 | 5686 | Vodafone | Tamil Nadu | GBT
IN-1083590 | KEELMANJANUR | 12.1264 | 78.8728 | Mr.Syedu Mahabubs/o M.K.R.M.Syedu Mushdafffe,Malaimanjanur,Vai thanipadi,ThiruvannamalaiD.T,Ph:9442312781. | 5688 | Vodafone | Tamil Nadu | GBT
IN-1084525 | KUTHAPATTU | 12.0735 | 79.6725 | NO.146, KUTHAPATTU VILLAGE KANOAVARATI POST, VANAVASI T.K, THIRUVANNAMALAI DISTRICT | KOTPT1 | Airtel | Tamil Nadu | GBT
IN-1086073 | INDARAVANAM | 12.4842 | 78.5348 | NO.58, MAIN ROAD, INDHARAVANAM VILLAGE POST, ARNI T.K, THIRUVANNAMALAI DISTRICT | INDRA1 | Airtel | Tamil Nadu | GBT
IN-1086102 | MANDAKOLATHUR | 12.5208 | 79.1981 | V. VENDA, W/O, VENKADARAN, ESWARANKOIL ST, MANDAKOLATHUR,POLUR(T.K),T.V.MALAI | MDLTR1 | Airtel | Tamil Nadu | GBT
IN-1086113 | NARIYAMBADI | 12.5847 | 79.3721 | R.P.PACHAIAPPN,NO:6,KOLATHU St,NARIYAMBADI(V),AMMARUTHAI(P),VANDAVASI(Tk),T.V.MALAI(Dt),PIN:604504,PH:04182-244322,9443393887. | NRYBD1 | Airtel | Tamil Nadu | GBT
IN-1086123 | PERUMANTHANGAL | 12.7346 | 79.3409 | METTU THERU,PERUMANTHANGAL,THAMARAIPAKKAM POST,VELLORE | PRMGL1 | Airtel | Tamil Nadu | GBT
IN-1086127 | SADUPERI | 12.5814 | 79.2425 | CHANDARA,W/O.SUBARAMANI,NO:360,ANAADAPURAM Rd,SADUPERI(V),GUDALUR(P),POLUR(Tk),T.V.MALAI(Dt),PH:9786482878. | SDPER1 | Airtel | Tamil Nadu | GBT
IN-1086128 | SERVANTHANGAL | 12.2102 | 78.9744 | SERVANTHANGAL VILLAGE,KELVANGAM PADI POSR,THANDRAPET,THIRUVANAMALAI | SERVA1 | Airtel | Tamil Nadu | GBT
IN-1086143 | THATCHUR | 12.11 | 79.5343 | K.P.GANDHI,S/O.PONNUSWAMY JAIN,PONURANGA NAINAR St,THATCHUR(V)(P),ARANI(Tk),T.V.MALAI(Dt),PH:9965725670. | TTHUR1 | Airtel | Tamil Nadu | GBT
IN-1086150 | VENGAYAVELLORE | 7 | 65 | GOVINDARAJ,S/O.SHANUMUGAM,AMMAN KOVIL ST,VENGAYAVELLORE(V),T.V.MALAI(TK)(DT),PH:9442944548. | VGVLR1 | Airtel | Tamil Nadu | GBT
IN-1086395 | ARATHAVADI | 12.2335 | 78.7976 | ARATTAVADI POST, CHENGAM T.K, THIRUVANNAMALAI DISTRICT, 606709). | ARTVD1 | Airtel | Tamil Nadu | GBT
IN-1086506 | ETTIVADY | 12.9951 | 79.1821 | P.RANGA KOUNDER,S/O.PERMAL KOUNDER,NEAR MAREEAMMAN KOVIL, GANDI STREET,ETTIVADI-PO & VILLAGE,POLUR-TK,T.V.MALAI -DT,PIN-606907,PH-9943676372 | ETVDY1 | Airtel | Tamil Nadu | GBT
IN-1086670 | MULLANDRAM | 12.7849 | 79.2531 | METTU THERU,MULLANDIRAM VILLAG AND POST,ARANI,THIRUVANAMALAI | MLDRM1 | Airtel | Tamil Nadu | GBT
IN-1086947 | TANDARAI | 12.1196 | 79.15 | K.KANDAN,S/O.ANNAMALAI,NO:68,PILLAIYAR KOVIL St,TANDARAI(V)(P),T.V.MALAI(Tk)(Dt),PH:04175-293103/293102. | TNDRI1 | Airtel | Tamil Nadu | GBT
IN-1086964 | VEDANKUPPAM | 12.2548 | 78.7634 | MEL VANAKKAMPADI POST, CHENGAM T.K, THIRUVANNAMALAI DISTRICT | VDNPM1 | Airtel | Tamil Nadu | GBT
IN-1087580 | THOZHPEDU | 12.652 | 79.4567 | M.CHINAPAIYAN. S/O MUNISWAMY, NO.75, PERUMAL KOVIL ST, | TZPDU1 | Airtel | Tamil Nadu | GBT
IN-1090059 | VALLAM | 11.869 | 78.9541 | NO.581/3,581/10,VALLAM VILLAGE | VLLMM1 | Airtel | Tamil Nadu | GBT
IN-1095442 | NOCHANUR | 13.0169 | 79.3961 | S.No.260/7,Nochanur village, Chengi tk, | NOCHI1 | Airtel | Tamil Nadu | GBT
IN-1095445 | MOTHAKALL | 11 | 79 | S.No.83/6 & S.No.83/2A2 , Mothkall village | MOTHL1 | Airtel | Tamil Nadu | GBT
IN-1096296 | RAJANTHANGAL | 12.1461 | 79.186 | O.Sy. No.48/1 N.S. No.46/4, Illuppanthangal village, | RAJAN1 | Airtel | Tamil Nadu | GBT
IN-1096369 | MUNNURMANGALAM | 12.3378 | 78.8317 | NO.181,MUNNURMANGALAM,CHENGAM,THIRUVANAMALAI | MUNNU1 | Airtel | Tamil Nadu | GBT
IN-1097517 | INJIMEDU | 12.033 | 79.4989 | INJIMEDU VILLAGE VANDAVASI TK | INMDU1 | Airtel | Tamil Nadu | GBT
IN-1101169 | MATTADHARI | 12.7065 | 79.3417 | MEATTU THEARU,ADHANOOR,AEANI T.K,MATTITHRI,THIRUVANAMALAI | MTTRI1 | Airtel | Tamil Nadu | GBT
IN-1101170 | RANDAM | 12.2962 | 79.1489 | Mr. A.Subramani, s/o Appaswami, Randam (v), Nookkanambadi (P), T.V Malai (Dist)&(TK), Pin:606752, ph:9345476445. | RNDAM1 | Airtel | Tamil Nadu | GBT
IN-1101174 | KATTUMALAIYNUR | 12.1893 | 79.1753 | EKABARAM,S/O.VENKATESAN PILLAI,KATTUMALAIYANUR(V),TANDARAI(P),T.V.MALAI(Tk)(Dt),PH:9443541472,PIN:606804. | KTMNR1 | Airtel | Tamil Nadu | GBT
IN-1101179 | CHELLANKUPPAM | 12.3697 | 79.6523 | S/O,PONNUSWAMY GOUNDER, CHEL LANGUPAM VILLAGE & POST, TIRUVANNAMALAI TALUK, TIRUVANN AMALAI DISTRICT- 606755. | CLKPM1 | Airtel | Tamil Nadu | GBT
IN-1101180 | SU.ANDAPATTU | 11.8857 | 79.4919 | G.JAYAPAL,S/O.GANAPATHI GOUNDER,MARI AMMAN KOVIL ST,SU.ANDAPATTU(V)(P),T.V.MALAI(TK)(DT),PIN:606808,PH:9442809865. | SANPT1 | Airtel | Tamil Nadu | GBT
IN-1101186 | KOLAKKARAVADI | 12.3336 | 79.0481 | MR.SADIQ BASHA, MUSLIM ST, KOLAKKARAVADI (P)&(V) T.V MALAI (DIST)&(TK), PH:9443306312. | KOLAK1 | Airtel | Tamil Nadu | GBT
IN-1101193 | SORAPPANANDAL | 12.1982 | 79.1437 | MR. K. PANDURANGAN, S/O. KUPPU REDDIYAR, SF NO: 4/3A3B, SITUATED AT KALINGALERI VILLAGE, TIRUVANAMALAI DIST: 604 601. PH : 9245281568,9952779575. | SRPDL1 | Airtel | Tamil Nadu | GBT
IN-1101194 | PARAYAMPATTU | 11 | 79 | MR.C.THIRUMAL,2/220,PILLAYAR KOIL STREET,STPARAYAPATTU VILLAGE & POST,THIRUVANAMALAI DIST-606 753-PH-04175 248326 | PYMPT1 | Airtel | Tamil Nadu | GBT
IN-1101196 | AYAMPALAYAM | 12.6962 | 79.1808 | MR.SASIKUMAR, AYYAMPALAYAM VILL, ONUPURAM POST, ARNI TK, T V MALAI DIST, PH:9362801383 | AYYLM1 | Airtel | Tamil Nadu | GBT
IN-1101198 | MELPURAM | 12.7289 | 79.406 | M.S. KALAIMANI,MELPURAM VILL,VELLEMSI PO,PENNAGUR VILL,ARCOT TK,VELLORE DT,632518,PH 99943-48240 | MLRAM1 | Airtel | Tamil Nadu | GBT
IN-1101222 | MURUKKANANDAL | 12.9006 | 79.5196 | MURUKANANDAL VILLAGE, INDIRAVANAM POST, ARNI TALUK, THIRUVANNAMALAI DISTRICT, PIN-632313 | MRKDL1 | Airtel | Tamil Nadu | GBT
IN-1101227 | MELNACHIPATTU | 12.7403 | 79.6218 | ANANDAN,S/O.ELUMALAI,KANNAKURIKAI RD,MELNACHIPATTU(V)(P),CHENGAM(TK),T.V.MALAI(DT),PH:04188-207026,9486238559. | MLCPT1 | Airtel | Tamil Nadu | GBT
IN-1101238 | SE.GUDALUR | 12.4328 | 79.6602 | D.PRAKESH,S/O.DURAISWAMY,SE.GUDALUR(V)(P),THANDARAMPATTU(TK),T.V.MALAI(DT),PH:9943067406. | SGDLR1 | Airtel | Tamil Nadu | GBT
IN-1106449 | MELNAGARAMPADU | 12.6418 | 79.4 | 181,SAMANDHIPURAM STREET,MALNAGARAMBEDU | MNRBD1 | Airtel | Tamil Nadu | GBT
IN-1106452 | DEVANATHUR | 12.6083 | 79.3833 | PILLAIYAR KOVIL STREET ,DEVANATHUR | DVNTR1 | Airtel | Tamil Nadu | GBT
IN-1106482 | ANIYALAI | 12.2138 | 79.4177 | MR.M.ELUMALAI,S/O.MANEKKAM,NO.257,TANK ST,ANIYALAI VILLAGE,PADAGAM POST,POLUR TK,THIRUVANNAMALAI DIST-606904,PH-9843192581. | ANYLI1 | Airtel | Tamil Nadu | GBT
IN-1106491 | ATHUVAMBADY | 12.6 | 79.1204 | N.THANJEEAPPAN,S/O.NITHAYAANTHA KOUNDER,NORTH STREET,NO-504,ATHUVAMBADY-PO &VILLAGE & POST,POLUR-TK,T.V.MALAI -DT,PIN-606907,PH-97867711189. | ATBDY1 | Airtel | Tamil Nadu | GBT
IN-1106492 | SRI RAMAR BAJANI KOVIL STREET | 12.4606 | 79.15 | NARAYANAN.S/O.SUBRAYANAN,311,SRI RAMAR BAJANI KOVIL STREET,PELASUR -PO & VILLAGE,POLER -TK, THIRUVANNAMALAI-DT.PH-9486914201 | PLSUR1 | Airtel | Tamil Nadu | GBT
IN-1106495 | VETTIYANTOLUVAM | 12.7497 | 79.25 | VETTIYANDHOYAVAM VILLAGE,ARANI TK,THIRUVANAMALAI | VETTY1 | Airtel | Tamil Nadu | GBT
IN-1106514 | PINJUR | 12.2584 | 78.807 | Mr.M.Chinnasamy Konar,S/O.Munia Konar,Chengam main Rd,Pinjur post,Chengam Tk,Thiruvannamalai Dist,Ph-9486725598 | PNJUR1 | Airtel | Tamil Nadu | GBT
IN-1106530 | POTHARAI | 12.5686 | 79.1 | A.MURUGASHAN,S/O.ARUMUGAM,KULATHU MEDDU,POTHARAI-PO & VILLAGE,POLUR-TK,T.V.MALAI -DT,PIN-606806,PH- | PTARI1 | Airtel | Tamil Nadu | GBT
IN-1106547 | PARIMANGALAMVILL | 12.7096 | 79.3894 | PARIYAMANGALAM,PENNAGAR POST,ARCOT,VELLORE | PRMGM1 | Airtel | Tamil Nadu | GBT
IN-1106558 | ATHIMOOR | 12.54 | 79.0796 | M.C.PANDURANGAN,S/O.CHINNA SWAMY,VADA KODU ROAD,ATHIMOOR -PO,& VILLAGE,POLUR-TK, THIRUVANNAMLAI-DT,PIN-606803,PH-9345049306 | ATMOR1 | Airtel | Tamil Nadu | GBT
IN-1106631 | MELPUDUPAKKAM | 12.6601 | 79.3746 | Mr.D.Solomon Raja, Survey No:229/12 situated Opp to V.A.O.ofice, Melpudupakkam village & post, Arcot Taluk, Vellore District - 632318, Ph:9486525891 | MLPDM1 | Airtel | Tamil Nadu | GBT
IN-1106640 | NEAR RICE MILL,KORALPAKKAM | 12.4886 | 79.1547 | C.CHENDARA SHARAN,S/O,LOGANATHAN,SANIKARADI ROAD,NEAR RICE MILL,KORALPAKKAM -PO & VILLAGE,POLER -TK, THIRUVANNAMALAI-DT.PH-9842303388 | KLPKM1 | Airtel | Tamil Nadu | GBT
IN-1106659 | SENGUNAM | 12.5304 | 78.4893 | K.BABA SAIBU,S/O.KASIM SAIBU,HOSUID STREET,NO-28,SENGUNAM-PO & VILLAGE,POLUR-TK,T.V.MALAI -DT,PIN-606803,PH-04181-223507,9344653039 | SGNAM1 | Airtel | Tamil Nadu | GBT
IN-1106667 | ENATHAVADI | 12.7105 | 79.4831 | EATHAVADI VILLAGE,CHEYYUR,THIRUVAMALAI | ENDVD1 | Airtel | Tamil Nadu | GBT
IN-1106673 | EDAPIRAI | 12.4963 | 79.0667 | G.PARUSU RAM,S/O.GOPALNAIDU,MAYANA ROAD,THRISOUR-POST,EDAPIRAI VILLAGE,POLUR-TK,T.V.MALAI -DT,PIN-606803,PH-9345561465 | EDPRI1 | Airtel | Tamil Nadu | GBT
IN-1106679 | CHEENA PUTHUR | 12.3265 | 79.6 | T.KUPPUSWAMY,S/O,THANJA GOUNDER, NO-2/128,CHEENA PUTHUR -VILL & VAZHYAR POST, ARANI-TK,THIRUVANNAMALAI 632315,PH-9345905721 | CNPTR1 | Airtel | Tamil Nadu | GBT
IN-1106770 | KOLAPPALUR | 12.5543 | 79.3428 | Mrs.Anarkali, W/o. Syed AmeerBasha, # 392/10, Road st, Kolappalur Post & Village, Vandavasi Tk, T.V malai Dist - 632313 | KOLAP1 | Airtel | Tamil Nadu | GBT
IN-1106776 | BHAHMINAR STREET | 12.4878 | 79.2 | DEVANDIRAN, S/O.THANGAVEL,115,BHAHMINAR STREET, ALLIALAMANGALAM (PO & VILLAGE,POLUR -TK, THIRUVANNAMALAI-DT.PH-9786160365,9976044402, | AYMGM1 | Airtel | Tamil Nadu | GBT
IN-1106785 | VAKKADI | 12.6266 | 79.4718 | VAKKADAI MAIN ROAD, VAKKADAI,CHEYYAR,TVML DT | VKKDI1 | Airtel | Tamil Nadu | GBT
IN-1106787 | PURISAL | 12.5808 | 79.5839 | ELLAMAAL,W/O.NEDUCHEZIYAN,RICE MILL STREET,PURISAI VILL & PO ,CHEYYAR-TK,T.V.MALAI-DT,PIN-604401,PH-04182241223. | PURSI1 | Airtel | Tamil Nadu | GBT
IN-1106802 | IRUNGUR | 12.6939 | 79.4445 | IRUNGUR VILLAGE,ARCOT TK,VELLOREQ | IRUNG1 | Airtel | Tamil Nadu | GBT
IN-1106803 | NEW STREET,MELNELL | 12.73 | 79.45 | LOGANATHAN, MELNELLI VILLAGE, THIMIRI TK, VELLORE DT. | MLNEL1 | Airtel | Tamil Nadu | GBT
IN-1106805 | MECHERI | 12.8017 | 79.4597 | PICHAMMAL,W/O,SELVARAJ,2/6 PERIYA THERU,MECHERI VILL AND POST,ARCOT T.K,VELLORE DT,9943397414 | MCHER1 | Airtel | Tamil Nadu | GBT
IN-1106844 | SORPPANANDAL | 12.2371 | 78.8667 | SORPANANDAL POST,CHEGAM,THIRUVANAMALAI | SRPNL1 | Airtel | Tamil Nadu | GBT
IN-1106845 | PAZHAANOOR | 12.0685 | 79.0443 | PKRISHNAMURTHI S/Operumal no 592pazhaanoor,thiruvannamalai taluk dist PH 9751752393 PIN 606753 | PYNUR1 | Airtel | Tamil Nadu | GBT
IN-1106848 | NAMBEDU | 12.4759 | 79.3045 | ROAD STREET, NAMBEDU VILLAGE POST, POLUR T.K, THIRUVANNAMALAI DISTRICT, 606902 | NMBDU1 | Airtel | Tamil Nadu | GBT
IN-1106852 | NALLAMPILLAIPETRAL | 12.1897 | 79.2465 | Mr. Kumaravel,Nallampillaipetral(Post),Gingee(Tk.),Villupuram Dt..Ph.:9786854597 | NLMPL1 | Airtel | Tamil Nadu | GBT
IN-1106857 | TIRUMALAI | 12.5574 | 79.2021 | S/O.SHARIF ASRAF, ROAD ST, VADAMATHIMANGALEM(P),POLUR(T.K),T.V.MALAI DIST | TRMLI1 | Airtel | Tamil Nadu | GBT
IN-1106883 | TAVASI | 12.6309 | 79.5117 | V.MANI,S/O.VELU,NO-198,VELLAR STREET,TAVASI VILLAGE,CHEYTRARENDRAN POST,604401,CHEYYAR-TK,T.V.MALAI-DT,PH-04182-22703,9442379186. | TVSAI1 | Airtel | Tamil Nadu | GBT
IN-1106892 | VADA THINALLUR | 12.5966 | 79.4726 | VADATHINALUR VILL,CHEYYAR TK, TVML | VDNLR1 | Airtel | Tamil Nadu | GBT
IN-1106901 | THANDARAI | 12.6822 | 79.4739 | S.KARIKALLAN S\O SAMINATHAN, Mariyamman koil street, Thandarai vill, M.K.Poondi Post, Cheyar Taluk, T.V.Malai -District, Pincode - 6004407, Ph:9976294625 | THAND1 | Airtel | Tamil Nadu | GBT
IN-1106902 | VEERAMPAKKAM | 12.5829 | 79.6221 | ESHWARI KIL STREET,VERRAMPAKKA POST,CHEYYAR TK,THIRVANAMALAI | VRMPK1 | Airtel | Tamil Nadu | GBT
IN-1106919 | MANSURABAD | 12.8905 | 79.1341 | MANASURABATH VILLAGE,PHIRUVANAMALAI | MANSU1 | Airtel | Tamil Nadu | GBT
IN-1106920 | ATHURAI | 12.4652 | 79.2455 | 2/25, ROAD STREET, ATHURAI VILLAGE POST, POLUR TALUK, THIRUVANNAMALAI DISTRICT, PIN-606902 | ATRAI1 | Airtel | Tamil Nadu | GBT
IN-1106934 | ARASAM PATTU | 12.4671 | 79.4045 | S.PUNGAVANNA UDAYAR S/O SUBRAYA UDAYAR ROAD STREET,ARASAPATTU VILLAGE & POST,VANDAVASI TK | ASPTU1 | Airtel | Tamil Nadu | GBT
IN-1106935 | KULANTHANGARAI STREET | 12.4979 | 79.4056 | P.VENGATESAN,S/O.PERUMAL NACAKER, NO-2/262 KULANTHANGARAI STREET,VANDAVASI TK,THIRUVANNAMALAI-DT,PIN-606807,PH-9486281972,9444880581 | MTNGL1 | Airtel | Tamil Nadu | GBT
IN-1106936 | MADAM | 12.5984 | 78.5982 | P.PARVATHI,W/O.S.PANNER SELVAM,NO-113 PILLYAR KOVIL STREET,MADAM-VILL & POST,VANDAVASI-TK,T.V.MALAI-604502,PH-9976423530 | MATAM1 | Airtel | Tamil Nadu | GBT
IN-1106946 | VAYALOR | 12.4251 | 79.4211 | NO.304, ROAD STREET, VAYALORE VILLAGE PAST, VANDAVASI T.K, 604501 | VYLOR1 | Airtel | Tamil Nadu | GBT
IN-1106954 | KODIPULIYUR | 12 | 79 | C.KASIGOUNDER,S/O.CHINNASWAMY GOUNDER,NO-162,ROAD STREET,KODIPULIYUR-VILL,MELACHARI-PO,MAZAYUR(VIA),VANDAVASAI-TK,T.V.MALAI-604502,PH-9965630178 | KLPYR1 | Airtel | Tamil Nadu | GBT
IN-1106978 | MALAIYUR | 8.6414 | 77.9982 | R.CHENGALVARAYAN SURVEY NO 140/1,140/2.SITUATED AT KOTHANDAPURAM VILLAGE,MALAIYUR POST,THIRUVANNAMALAI DIST | MLIYR1 | Airtel | Tamil Nadu | GBT
IN-1106989 | SEPTANKULAM | 12.5293 | 79.4513 | A.AROGAYARAJ,S/O.ANTONY SWAMY,SEPTANKULAM-VILL, MOSAVADI-PO,VANDAVASI-TK,THIRUVANNAMALAI-DT,604504,PH-9787073315 | SPTLM1 | Airtel | Tamil Nadu | GBT
IN-1106990 | VEDAL | 12.3826 | 79.4641 | NO.247,MALTHANGAL VIA VEDAL POST,VANDAVASI,THIRUVANAMALAI | VEDAL1 | Airtel | Tamil Nadu | GBT
IN-1106998 | SALUKAI | 11.9895 | 79.484 | MR. G.Sampath s/o govindaraj, no: 12, KVT nagar, vandavasi t.v.malai dist : 604408 cell; 9360520137 | SLKKI1 | Airtel | Tamil Nadu | GBT
IN-1107005 | PILLAIYAR KOVIL ST, ERIKUPPAM | 12.6404 | 79.2612 | JAYAPANDIYAN,S/O.DHAMODARAN,PILLAIYAR KOVIL ST,VADAGUSATHU ERIKUPPAM(V),KALAMBUR(P),ARANI(TK),T.V.MALAI(DT),PH:9365883652,9894077898. | ERKPM1 | Airtel | Tamil Nadu | GBT
IN-1107026 | VANNIYANNUR | 12.8648 | 79.4996 | K.RAJANDARAN,S/O. KLASI GOUNDER,MEEDU STREET,MAL VANNIYANNUR VILL & POONDI POST,606751,PH-9843489036 | MLVNR1 | Airtel | Tamil Nadu | GBT
IN-1107040 | GANAPAPURAM | 12.2766 | 79.1897 | KANNAKARAI,NEAR ESWARAN KOVIL, GANAPAPURAM(V), VIZHIDURGAMPURAM(P), T.V.MALAI(Tk) | GANAP1 | Airtel | Tamil Nadu | GBT
IN-1107041 | PANAIYUR | 12.0382 | 79.1167 | CHINATHAMBAI,S/O.PONNUSWAMY,KARAVANDHANGAL ROAD,PANAIYUR VILL,ARUDHURAPET POST,T.V.MALAI TK & DT, PH-9942406091,9788094778 | PIYUR1 | Airtel | Tamil Nadu | GBT
IN-1107050 | VATTAN KARAN STREET | 12.5552 | 79.45 | J.ELUMALAI,S/O.JAYARAMAN,VATTAN KARAN STREET,NAMBEDU VILL & POST,VAVDAVASI-TK,T.V.MALAI-DT,604505.PH-9994960991 | NEMBD1 | Airtel | Tamil Nadu | GBT
IN-1107053 | ARUGAVOUR | 11 | 65 | M.KUMAR S\O MURUGAN, ROAD ST, ARUGAVOUR VILL &OPST,CHEYAT TK T.V.MALAI DT PH-9788275006 | ARGVR1 | Airtel | Tamil Nadu | GBT
IN-1110078 | AGARAMPALLIPATU | 12.0874 | 78.9167 | S.No:45/2, Agarampallipattu Village, Valachanur Post, Thantarampattu, Thiruannamalai Dist. | ARMPT1 | Airtel | Tamil Nadu | GBT
IN-1110127 | KANDHAPALAYAM | 12.4775 | 78.9707 | MR.S.AKBAR, S/O K.M.SHAJAKAN, 1/98, ARINGAR ANNA STREET, KANDAPALAYAM(PO), POLUR(TK), THIRUVANAMALAI-606901. PH-04181-242550 | 5085 | Vodafone | Tamil Nadu | GBT
IN-1110156 | PERUNDURAIPATTU | 11.7159 | 79.081 | Mrs.Ponni w/o.Narayanasamy,Perunduraipattu post, Vanapuram Via, Thandarampattu tk, thiruvannamalai - 606857 | 988 | Vodafone | Tamil Nadu | GBT
IN-1110168 | VEERANANDAL | 12.392 | 78.882 | MR.S.JAYAVEL, S/O SUBURAMANI, ADIVARAM VILLAGE, KELKUPPAM(PO), SENGAM(TK), THIRUVANAMALAI. PH-9962480906 | 993 | Vodafone | Tamil Nadu | GBT
IN-1112519 | SIRUDALAIPOONDI | 12.3731 | 79.3582 | SIRUD1ASATHAMBADI VILLAGE, GINGEE TALUK, VILLUPURAM DT | SIRUD1 | Airtel | Tamil Nadu | GBT
IN-1112728 | NAGAPADI | 12.3593 | 78.9064 | Mr. L.Anbu, No2, Nagampadi Village, Santhapudupalayam, Sengam Taluk, Thiruvannamalai-606705 | 992 | Vodafone | Tamil Nadu | GBT
IN-1113431 | PARANAMPAKKAM | 12.4613 | 79.211 | A.Mani , No:41/1, Bajanai koil street , Senniyamangalam post , Paranambakkam ,Post tk , Thiruvannamalai - 606904 | 5756 | Vodafone | Tamil Nadu | GBT
IN-1113541 | KELAYUR | 12.9006 | 79.5196 | MR.K.KADHARUSAIN S/O MR.KASIMSAHIE,KILAIYUR, KILAIYUR post, CHENGAM TEHSIL,TIRUVANNAMALAI | KILIR1 | Airtel | Tamil Nadu | GBT
IN-1114713 | SANDAVASL-KATROAD | 12.1264 | 78.8728 | M.RAJAMANI,S/O,MUTHUSAMY GOUNDER,SANTHAVASAL POST,POLUR TALUK,THIRUVANNAMALAI-606905,PH-99439-21633 | 5087 | Vodafone | Tamil Nadu | RT Tower
IN-1114934 | REDDIYER PALAYAM | 12.0956 | 78.7921 | CHINNATHAMBI NAYAKER,NO-187,GANGAI AMMAN KOVIL STREET,REDDIYAR PALAYAM VILL & POST,THANDARAM PATTU -TK,T.V.MALAI-DT | RDYPM1 | Airtel | Tamil Nadu | GBT
IN-1115307 | VEDAMANAPAKKAM | 12.7647 | 79.4955 | MR.C.KANNAPPAN S/o.MR.CHITRAMBALA MUDALIYAR S.NO.4/2B NO.4/69 ROAD STREET, CHEYAR TALUK, THIRUVANNAMALAI DISTRICT - 604 402 PH: 04182-201144 CELL 9444005273 | VEDAM1 | Airtel | Tamil Nadu | GBT
IN-1116959 | ALLIKONDAPATTU | 12.0894 | 79.0761 | ARULAPPAN,S/O.CHINNAPPAN,KALARAI ST,ALLIKONDAPATTU(V)(P),THIRUVANNAMALAI(TK)(DT),PH:9786096693. | AKNPT1 | Airtel | Tamil Nadu | GBT
IN-1116961 | PERIYAKALLAPADI | 12.0988 | 79.1009 | MR.R.BASKAR,S/O.RANGANATHAN,SF.NO.39/3A3,NO.36A,PERIYAKALLAPADI VILLAGE,THIRUVANAMALAI TALUK,THIRUVANAMALAI DIST.-606806. | PRKLD1 | Airtel | Tamil Nadu | GBT
IN-1116964 | PAVITHIRAM | 12.1203 | 79.0584 | MR.RAMADASS,S/O,RANGARAJ. PAVITHRAM VILLAGE,PAVITHRAM P.O, THIRUVANNAMALAI D.T, THIRUVANNAMALAI T.K. 9443096350 | PVTHM1 | Airtel | Tamil Nadu | GBT
IN-1116965 | AVUR | 12.1296 | 79.2082 | Mr.A.Asifali,S/O.K.Askaralikhan,Sf.No.168/1B,Villupuram Main Road,Anna Nagar,Avurvillage,Thiruvannamalai Taluk,Thiruvanamalai Dist.-606755.Ph:94862-67250 | AVURE1 | Airtel | Tamil Nadu | GBT
IN-1116966 | VARAGUR | 12.1364 | 79.0301 | CHEENU,S/O.PONNUSWAMY,KALLAKURICHI MANI RD,VARAGUR(V)(P),THANDARAMPATTU(TK),T.V.MALAI(DT),PH:9486526962. | VARGR1 | Airtel | Tamil Nadu | GBT
IN-1116968 | NACHANANDAL | 12.6926 | 79.3723 | Mr.L.Dhamodaran,S/O.Lakshana Gounder,Sf.No.37/8A2 & 37/8B,Land At Main Road,Nacchanandhal Village,Thiruvanamalai Taluk,Thiruvanamalai Dist.-606753.Ph:9486247702 | NCNDL1 | Airtel | Tamil Nadu | GBT
IN-1116969 | MEYYUR | 12.5718 | 78.7518 | Mr.Thangavell Gounder,Meyyur Village,Meyyur P.O, Thiruvannamalai D.T, Thiruvannamalai T.K. 9245953714 | MEYUR1 | Airtel | Tamil Nadu | GBT
IN-1116971 | KEELVANAKKANAMBADI | 12.1869 | 78.9598 | KELVAGAM PADI POST,THANDAYAR PET,THIRUVAMALAI | VKNBD1 | Airtel | Tamil Nadu | GBT
IN-1116972 | KANIYAMPOUNDI | 11 | 79 | B.K.Raju,S/O.Kuppuswamy,No:82,Mariamman Kovil St,Kaniyampundi(V),Kolathur(P),T.V.Malai(Tk)(Dt),Pin:604 601,Ph:9345492565. | KNYPD1 | Airtel | Tamil Nadu | GBT
IN-1116973 | THARADAPATTU | 12.2067 | 78.9343 | T.N.Padbanaban,Rice Mill,Tharadapattu(V)(P),Thandarampattu(Tk),T.V.Malai(Dt),Pin:606707,Ph:9943122399. | TRDPT1 | Airtel | Tamil Nadu | GBT
IN-1116974 | IYANGUNNAM | 12.2729 | 79.16 | Old Sf.No.90,New No.150/2,151/8,No.24,Nadu Street,Iyangunam Village,Kanalapadi Post,Thiruvanamalai Dist.- | IYGNM1 | Airtel | Tamil Nadu | GBT
IN-1116975 | VALLIVAGAI | 12.2748 | 79.1269 | Mr.Durairaj S/O Duraiswami, Land At Aallamarathu Main Road, Vallivagai (Vill)&(P), T.V Malai (Dist)&(Tk),Ph:9442416356, 9952151396. | VLLGI1 | Airtel | Tamil Nadu | GBT
IN-1116976 | KALASTHAMBADI | 12.153 | 79.6068 | MR.MANI, MAIN ROAD, KALASTHAMBADI (V)&(P), T.V MALAI (DIST) & (TK),PH: 934402882. | KALAS1 | Airtel | Tamil Nadu | GBT
IN-1116978 | GULALPADI | 12.3182 | 78.9865 | NARAYANANSWAMY,S/O.RAMAKRISHNA REDDY,SAKTHINAGAR RD,GULALPADI(V)(P),CHENGAM(TK),T.V.MALAI(DT),PH:04188-252315. | GLLPD1 | Airtel | Tamil Nadu | GBT
IN-1116979 | MALLAVADI | 12.3279 | 79.0843 | T.VASANTHA D/O THANGAVEL NAIDU, 158,PALLA ST, MALLAVADI (POST)&(VILL), T.V MALAI (DIST)&(TK), PH:9952111044 -04175241340. | MLLDI1 | Airtel | Tamil Nadu | GBT
IN-1116981 | VOIVIDANTHANGAL | 11.8964 | 79.1167 | N.KANIGACHALLEM, VOIVIDANTHANGAL VILLAGE, MEELAPEDU POST, CHENGAM TALUK, THIRUVANNAMALAI DIST- 606702. PH-9442731979 | VIVID1 | Airtel | Tamil Nadu | GBT
IN-1116988 | ARIYATHUR | 12.5617 | 79.2266 | ELUMALAI,S/O.MUNIYA GOUNDER,NO:258,ROAD ST,ARIYATHUR(V),GUDALUR(P),POLUR(TK),T.V.MALAI(DT). | ARYTR1 | Airtel | Tamil Nadu | GBT
IN-1116989 | MUNIVANTHANGAL | 12.9323 | 79.3301 | P.KUPPUSWAMY,S/O.PUNGAN,MUNIVANTHANGAL(V),KALVASAL(P),POLUR(TK),T.V.MALAI(DT),PIN:606 903,PH:9943919311. | MNVGL1 | Airtel | Tamil Nadu | GBT
IN-1116994 | SENGANAVARAM | 12.7262 | 79.3668 | A.Permal S/O.Arjunan,Senganavaram Vill & Post,Pennager Via,Arcot Tk,Vellore Dist.632 518,Ph.9965323422 | SNGVM1 | Airtel | Tamil Nadu | GBT
IN-1117559 | KONALUR | 12.1695 | 79.1534 | A.SITHARAMAN,S/O.ARUMUGAM,KONALUR(V)(P),T.V.MALAI(TK)(DT),PIN:606755,PH:9443963365. | KNLUR1 | Airtel | Tamil Nadu | GBT
IN-1117574 | PANAIYUR | 12.6926 | 79.3727 | A.P.Gopalkrishnan,S/O.Poongavanam Gounder,No:4/593,Panaiyur(V)(P),Arani(Tk),T.V.Malai(Dt),Pin:632518,Ph:9965648575. | PNYUR1 | Airtel | Tamil Nadu | GBT
IN-1117577 | SIRUMUR | 12.7292 | 79.2274 | SRAMUR BUS STOP,SRUMUR VILLAGE,ARNI TK,THIRUVANAMALAI | SRMUR1 | Airtel | Tamil Nadu | GBT
IN-1120831 | NARAIYUR | 11 | 79 | MR.N.PARAMASIVAM S/o.MR.NATESAPILLAI,S.NO.74/1B1 NARAIYUR VILLAGE, THIRUVANNAMALAI TALUK, THIRUVANNAMALAI (D.T) PH :9443033379,9943660982 | NRAYR1 | Airtel | Tamil Nadu | GBT
IN-1121443 | VAIPOOR | 12.0794 | 79.2297 | Mr.V.Sonachalam , Vaiyapuri,No:427/30, Balambigai IILam, Vaipur Post , Vettavalam Via, Thiruvannamalai - 606754 , 9445222834 | 5604 | Vodafone | Tamil Nadu | GBT
IN-1123571 | KASAVAPURAM | 12.6505 | 79.1237 | G.Ganesa Gounder, SF No: 651/1A, Kasavapalayam Post, Santhavasal via, Polur TK, Tiruvannamalai DT - 609 905, 98433-93031 | 4396 | Vodafone | Tamil Nadu | GBT
IN-1124082 | KUPPAM | 11.8949 | 78.8338 | K.P.Nagalingam reddeyar,s/o purushothama reddeyar,Kuppam (Vill & Po),Kannamangalam (Via),Polur(Tk),Thiruvannamalai(dist).Pin 632311.Cell 9362167386 | KPPAM1 | Airtel | Tamil Nadu | GBT
IN-1124153 | GOKULAM STREET | 7 | 65 | Anikatti Street, Thiruvanmalai ( Dt ) | TVML17 | Airtel | Tamil Nadu | RT Tower
IN-1124355 | BIG STREET | 12.1488 | 78.9475 | V.Rajaram,S/o,Venkada Chettiyar,Thenmudiyanur Road,Thandarampet Post & Taluk,Thiruvannamalai -606707,Ph-98942-69513,94862-38812 | 4310 | Vodafone | Tamil Nadu | GBT
IN-1125861 | THANDAMPATTU | 12.2641 | 78.6887 | THANDAMPATTU, BANGALORE MAIN ROAD, CHENGAM T.K, THIRUVANNAMALAI DISTRICT | TDMPT1 | Airtel | Tamil Nadu | GBT
IN-1127225 | PERUNGULATHUR | 12.0445 | 78.9192 | S.Bagadhurshah, Perungalathur, Chengam Tk | 2833 | Vodafone | Tamil Nadu | GBT
IN-1127231 | VILVARNI | 12.3362 | 79.24 | MR.P.CHAKRAVARTHY,S/O,MR.PALANI UDAYAR,1/1D, VILVARANI, THIRUVANNAMALAI. | 2678 | Vodafone | Tamil Nadu | GBT
IN-1127233 | C.GANGAMPATTU | 12.3414 | 78.9836 | Mr. Harikrishnan, S/O. Gopalakrishnan, 176/B,C.Gangampattu | 2687 | Vodafone | Tamil Nadu | GBT
IN-1127313 | ANDAMPALAYAM | 12.0924 | 79.1681 | MR.K.GOVINDAN, S/O.KRISHNAN, S.NO.98/12A, NO.1058, ANNA NAGAR, | ANDPM1 | Airtel | Tamil Nadu | GBT
IN-1127323 | VALAPANDHAL | 12.6322 | 79.3812 | ANNA NAGAR,QST STREET,BEHIND GOVT HIGHER SECONDARY SCHOOL | VPNDL1 | Airtel | Tamil Nadu | GBT
IN-1127725 | TVMRAJAGOPURAM | 12.2057 | 78.8894 | Theayradi veethi, thiruvanmalai | 201 | Vodafone | Tamil Nadu | RT Tower
IN-1128047 | Theradiveethi | 11.8969 | 79.3584 | M/s,Sri Gopala Krishnan thirumana mandabam,158/159,Theradi veethi,Thiruvannamalai.606601.ph;9245306458 | 5414 | Vodafone | Tamil Nadu | RT Tower
IN-1128408 | CHINNAKADAIST | 12.2362 | 79.6492 | MRS.MALAVIZI, KOKUTTAI VILLAGE, KARIAMANGALAM POST, CHENGAM, THRIUVANMALAI DT, 04188-2433545 | 3252 | Vodafone | Tamil Nadu | RT Tower
IN-1128429 | UCHIMALAIKUPAM | 12.2577 | 78.9084 | UCHIMALAI KUPPAM POST,THANDARAPET,THIRUVANAMALAI | 2792 | Vodafone | Tamil Nadu | GBT
IN-1129681 | VETTAVALAM BAZAAR | 12.1141 | 79.2401 | A.Chandrasekaran,S/o,Arunachala Chettiyar,121,Gandhi Salai,Vettavalam Post,vilupuram Via,Thiruvannamalai Taluk & District-606754,Ph-94869-62644,04175-244308 | 4348 | Vodafone | Tamil Nadu | GBT
IN-1131559 | THOORAIPADI | 12.3109 | 78.8979 | MR. V. VARALAKSHMIW/O. VARADARAJANTHOORAIPADI VILLAGECHENGAM TALUKTIRUVANNAMLAI DISTRICT - 606 704M : 9943067245 | 4359 | Vodafone | Tamil Nadu | GBT
IN-1134843 | KASAYA ST_KALAVAI | 12.768 | 79.4288 | Mr.K.Venkatesan, S/o.Mr.Kothandaraman, SF No: 454/2, Kalavai, Arcot TK, Vellore dt-632 506, 9994541063 | 3574 | Vodafone | Tamil Nadu | GBT
IN-1134848 | MANMALAI | 12.3006 | 78.8234 | M.DHAMODHARAN,S/O MUTHU GOUNDER,C.NACHIPATTU(VIL),(PO),CHENGAM(TK),THIRUVANNAMALAI(DT),PH-9047577966(VENKATESH) | 4111 | Vodafone | Tamil Nadu | GBT
IN-1134965 | SIRUNATHUR | 12.2411 | 79.1997 | M.Chinnappan s/o muthusamy gounder sirinathur(po) t.v.malai(dt) ph 9943165594 | 2126 | Vodafone | Tamil Nadu | GBT
IN-1134968 | UNNAMALAIPALAYAM | 12.0726 | 78.9765 | T.Harikrishnan, S/o.Thathakone, SF No: 31/4, No:272, Sathakuppam, Valavachanur post, Thandarampattu TK, Thiruvannamalai - 606 753, 9943157623, 99766-76305 | 1680 | Vodafone | Tamil Nadu | GBT
IN-1231872 | KATTRIPATTY | 11.9885 | 78.6193 | L.RAMASAMI.S/O,LAKSHMAN,KATTRIPATTY VILLAGE & PO, HARUR(TK),DHARMAPURI DISTRICT.PIN-636906 MOBILE-9047934410 | 7217 | Vodafone | Tamil Nadu | GBT
IN-1231884 | NA.MEDUR | 12.7888 | 78.7242 | KANNAN,S/O,RAIYA GOUNDER,MARIYAMMAN KOVIL ST.,),NA.MEDUR VILLAGE,THANVARAMPATTU(PO,THIRUVANAMALAI DISTRICT. MOBILE-9943932943 | 7237 | Vodafone | Tamil Nadu | GBT
IN-1231886 | NALLAMPILLAIPETTAI | 11.6211 | 78.996 | A.RAMASAMY GOUNDER,S/O,AYYA GOUNDER,AMMAN KPOVIL ST,NALLAMPILLAIPETAI,PALLIKONDAM(PO),SOMALLI VALI,THIRUVANAMALAI(TK),PIN-606613. MOBILE-98400037323. | 7236 | Vodafone | Tamil Nadu | GBT
IN-1231906 | SITTILINGI | 11.9099 | 78.6201 | P.MANOHAN,S/O,PICHA GOUDER,SITTILINGI VILLAGE & PO,HARUR TK,DHARMAPURI DISTRICT.MOBILE-9443399504 | 7208 | Vodafone | Tamil Nadu | GBT
IN-1231916 | PULLAVANPADI | 11.8253 | 78.9476 | E.DURAISAMY,DURAI MURUGAN MODERN RICE MILL,PILLAYAR KOVIL STREET,PULLAVANPADI VILLAGE,PULLAVANPADI(P.O),ARANI(T.K),TIRUVANAMALAI(D.T),PIN CODE-606903,PH.NO:9443491854 | 7195 | Vodafone | Tamil Nadu | GBT
IN-1231923 | VELANUR | 11.8762 | 78.6092 | A.ANDHI,S/O C.ANNAMALAI,NAMBAMKADU,VELANUR VILLAGE,SITLING KADU(P.O),HARUR(T.K),DHARMAPURI DISTRICT,PIN CODE-636906,PH.NO:04346-299069 | 7130 | Vodafone | Tamil Nadu | GBT
IN-1231983 | BUDERIVAKAM | 12.7432 | 79.4993 | BUDERIVAKKAM VILLAGE, CHEYYAR TK, TVML (DT) | BPVKM1 | Airtel | Tamil Nadu | GBT
IN-1232123 | MAL KOLATHUR(SENGADU) | 12.6033 | 79.5041 | MALKO1 ,INFRATEL ,Mr.S.K.Perumal, S/o.Kuppan, Kula | MALKO1 | Airtel | Tamil Nadu | GBT
IN-1232194 | PADAGAM | 12.0759 | 79.0399 | PDGAM1,INFRATEL ,R.Rangasamy,S/O.Ramakoundar,Padag | PDGAM1 | Airtel | Tamil Nadu | GBT
IN-1232237 | PERUVALUR | 12.4036 | 79.3912 | PRVLR1 ,INFRATEL ,SK.Venkatnarayanan s/okrishnan n | PRVLR1 | Airtel | Tamil Nadu | GBT
IN-1232257 | SUSAINAGAR | 12.5521 | 79.262 | Sri Bakyammal, W/o.Chinnapaiyan, No.461, Arni to Devikapuram Road, Susainagar Post, Pathiyavaram, Thiruvannamalai District- 632326, PH: 9283216893 (Sri.Barnabass) | SSNR1 | Airtel | Tamil Nadu | GBT
IN-1232793 | KAAPALOOR | 12.4544 | 79.099 | Mr.V.Poornachandran, SF No: 740/11, No:150, Thiruvudal street, Kappalur Post, Kosapalayam Via, Thiruvannamalai - 632 301, 9380872080- 04173225304 | 1199 | Vodafone | Tamil Nadu | GBT
IN-1233219 | MANDHIKULAMPATTU | 12.7797 | 78.7169 | D.RAMACHANDRAN,S/O,DURAISAMYGOUNDER,,NO.3/97,MANDHIKULAMPATTU VILLAGE & PO,,HARUR (TK),DHARMAPURAI DISTRICT.PIN-636906.MOBILE-9751526787. | 7256 | Vodafone | Tamil Nadu | GBT
IN-1233264 | Selamanatham | 12.7894 | 79.1967 | G.Munisamy Gounder, S/o.Govinda Gounder, SF No: 56A, New survey no: 56/a4, selamanatham village, kambavanpettai post, vellore TK, vellore DT - 632 319, 9363090389 | 7186 | Vodafone | Tamil Nadu | GBT
IN-1233314 | CHINNIYAMPETTAI | 12.089 | 78.814 | B.M.Ravichandran, S/o.Mr.Munusamy, SF No: 158/6, 158/6B, Main road, chiinyampettai village, chinniyampettai post, thandrampattu TK, Thiruvannmalai Dt-606708, 9629032677 | 7505 | Vodafone | Tamil Nadu | GBT
IN-1235051 | PERIGARAM | 11.861 | 79.4372 | Mr.R.Bhoopathi, S/o.Rajagopal, SF No: 140/18B, SF no: 140/19, Periyagaram village, periyagaram post, polur TK, Thiruvannamalai Dt, 9944729554 | 7196 | Vodafone | Tamil Nadu | GBT
IN-1238680 | kattukanellore | 12.7542 | 79.1372 | Mrs.S.R.Kanchana, W/o.Mr.Dhachanamoorthy, SF No: 209/2, vadakadu street, kattukanallur village, kattukanallur post, Arani TK, Thiruvannamalai DT-632312, 9487303697 | KTKNR1 | Airtel | Tamil Nadu | GBT
IN-1238681 | MELSOLANKUPPAM | 12.7292 | 79.2274 | N.Masilamani, S/o.Late. Nallathambi mudaliar, SF No: 227/1, melsolankuppam village, melsolankuppam post, adhamangalam via, polur tk, Thiruvannamalai dt-606901, , 94864-31618, 99431-63543 | SOLAN1 | Airtel | Tamil Nadu | GBT
IN-1240775 | Irumbedu | 12.691 | 79.3048 | V.Soundraraman, S/o. Mr.Venugopal mudaliyar, SF No: 181/6A, no:60/2, Bajana koil street, Irumpedu village, irumpedu post, Arani TK, Tiruvannamalai dt - 632 301, 97904-93119 | IRBDU1 | Airtel | Tamil Nadu | GBT
IN-1245123 | ARUNAI ENGINEERING COLLEGE | 12.1916 | 79.0858 | Mr.P.Durai, S/o.Patchayappan, S.F.No.70/6, Su.Keel Nachipattu Village, Thenmathur, Thiruvannamalai TK, Thiruvannamalai District.606602. | TVML7 | Airtel | Tamil Nadu | GBT
IN-1245752 | RATHAPURAM | 12.1617 | 78.9709 | A.SALIMBEE S/O ABDULGHANI S.F.NO.196/7 PALLIVASAI ST RADHAPURAM VILLAGE &POST THANDARAMPET TK THIRUVANNAMALAI DT.606707, 9751752153 | 7770 | Vodafone | Tamil Nadu | GBT
IN-1245786 | VALATHI | 12.3494 | 79.377 | Mr.C.Appandairaj, S/o.Mr.Chinna kuzhanthai, SF No:202/2A & 202/3A, Chethupattu salai, Valathi post, Gingee tk, Villupuram DT-604208, 9488812373 | 7798 | Vodafone | Tamil Nadu | GBT
IN-1245793 | KIDAMPALAYAM | 12.4954 | 79.0064 | Mr.N.Ranganathan,S/o.A.Natesan, S.F.No.51/17B1, Road Street, Kidampalayam Village & Post, Adamangalam Via, Polur TK, Thiruvannamali District.606901.Ph.97918-65563, | 7801 | Vodafone | Tamil Nadu | GBT
IN-1246779 | Vellore Road | 12.2514 | 79.072 | Mr.A.Rajendran, S/o.Mr.A.K.Annamalai, Old SF No:158/1 &155/1, New survey no: 213/9A, Thendral nagar main road, Vengikal, Thiruvannamalai tk, Thiruvannamalai Dt-606601, | TVML20 | Airtel | Tamil Nadu | GBT
IN-1246780 | Ramalinganar Rd | 12.2279 | 79.0751 | Mrs.S.Neelavathy, W/o.Subramani, TS No:247/1B, 247/2 & 247/3, No:132, Ramalingar street, Opposite to Sampath lodge, 3rd Street, Tiruvannamalai TK, Tiruvannamalai DT-606601, | TVML21 | Airtel | Tamil Nadu | RT Tower
IN-1246810 | Tiruvannamalai Bus Stand | 12.2396 | 79.0726 | Mr.R.Gokulraj, S/o.T.Rajendran, T.S.F.No.109/245, Samy Lodge, No.114, Polur Road, Opp Bus Stand, Thiruvannamalai DT. | TVML22 | Airtel | Tamil Nadu | RT Tower
IN-1247408 | Kanji | 12.3821 | 78.9624 | Mr.G.Soundararajan, S/o.Govindasamy Mudaliar,S.F.No.120/18, New No.406, New Street, Kanji Village & Post, Chengam TK, Thiruvannamalai District.606702.Ph.04188-244347,94424-16347. | KANJI1 | Airtel | Tamil Nadu | GBT
IN-1248417 | Chetpet | 12.4683 | 79.3357 | Mr.D.Ravi, S/o.Duraisamy Pillai, S.F.No.254/4,254/4A, Nirmala Nagar, Polur, Thiruvannamalai District.606801. | CHPET2 | Airtel | Tamil Nadu | GBT
IN-1250410 | MELANUR | 12.6001 | 79.343 | CHINNAKULAITHAI AMMAL,M/O.PERUMAL,SCHOOL St,MELANU | MLNUR1 | Airtel | Tamil Nadu | GBT
IN-1250415 | RENGUKAMBAL TEMPLE | 12.6608 | 79.1135 | TVS Guest House, Behind Renuka Ambal Temple, A K P | RATM1 | Airtel | Tamil Nadu | RT Pole
IN-1252643 | Killipatu | 12.2695 | 79.0968 | Mr.G.S.Krishnamoorthy, S/o.Subramaniam, SF No:105/5, avalurpet road, kilepattu post, Tiruvannamalai Dt-606604, | TKPTU1 | Airtel | Tamil Nadu | GBT
IN-1252737 | Karungalikuppam | 12.2353 | 79.2177 | Mr.G.Balamurali, S/o.Mr.Gopal reddiyar, SF No:422/14, No:2, Bazaar street, Karunkali kuppam, Kelpenathur post, Thiruvannamalai DT, 94423-66560 | KGKPM1 | Airtel | Tamil Nadu | GBT
IN-1252850 | Tiruvettipuram | 12.659 | 79.5402 | Mr.A.Velmurugan, S/o.K.M.Arumugam, SF No:4/1A, Renuga rice mill, No:15, gopal street, cheyyar tk, Thiruvannamalai Dt-604407, 93605-24711 | TVTPM4 | Airtel | Tamil Nadu | GBT
IN-1253048 | Keelanachipatti | 12.2364 | 79.0973 | P.DHANDAPANI S/O.PERIYASAMY S.F.NO.30/2B,4B,14,30/15AB,30/16 NEW NO.36/3,CHENGMTALUK,TIRUVANAMALI DISTRICT.PH.9443048606,9486245985 | KELPT1 | Airtel | Tamil Nadu | GBT
IN-1253049 | Moraiyur | 12.29 | 78.8246 | Mr.C.Ganthi, S/o.Chinnathambi, SF No:40/1C, Chengam tk, Thiruvannmalai Dt-, | MORYR1 | Airtel | Tamil Nadu | GBT
IN-1253050 | Periyakolambadi | 12.2577 | 78.9783 | Mr.G.Annamalai, S/o.Govindasamy, SF No:35/4, Chinnakollapadi village, Chengam tk, Tiruvannamalai DT-606704, 94860-74649 | PKBDI1 | Airtel | Tamil Nadu | GBT
IN-1253422 | RAMANA ASHRAM | 12.2242 | 79.0747 | Mr.R.Alwar, S/o.Ramachanthiran, No.91E, Thirukoilur Road, Sri kasthuri Alwar Mandapam, Thiruvannamalai 606 601. Ph.04175-220098, | TVML6 | Airtel | Tamil Nadu | RT Tower
IN-1255342 | PY Street | 12.5115 | 79.1245 | T.K.Barkavi, W/o.K.Raman, No.18/1, Narasimman Street, Polur Village & TK, Thiruvannamalai District.606 803.Ph.94889-06663. | POLR3 | Airtel | Tamil Nadu | GBT
IN-1255343 | Chengam | 12.3101 | 78.7941 | K Rajasekaran S/o Kannappan No 187/25 Raja Street Chengam Thiruvannamalai District 606 701 Ph 94886-61020 | CNGM3 | Airtel | Tamil Nadu | GBT
IN-1267753 | Pothi Raja Koil St | 12.2269 | 79.0713 | S.ELONGOVAN S/O SIVAPRAGASAM,NO.4,4A,Pothi Raja Koil St,THIRUVANNAMALAI DT.PH.9789509496 | TVML26 | Airtel | Tamil Nadu | RT Tower
IN-1269188 | SAMUDRAM | 12.2054 | 79.0438 | A.Sarthar Ali, S/o.K.S.Azees shahib, Samuthram Village, Nallavanpalayam Post, Tiruvannalmalai tk and Dt-606603, 9489344235 | SMDRM1 | Airtel | Tamil Nadu | GBT
IN-1269739 | Manaloorper Road | 12.2058 | 79.0711 | MRS.S.DHANALAKSHMI W/O SOUNDARAJAN NO.35,KIZHANAI KARAI VILLAGE POST THIRUVANNAMALAI TK, DT. PIN-606603 PH.9364195645 | KZKRI1 | Airtel | Tamil Nadu | GBT
IN-1269741 | CHENNAI PONDY | 12.2375 | 79.0829 | T.RAJESH S/O.THANDAVARAYAN PLOT NO.10 T.SF.NO.2408/3,SAGAYANAGAR,THIRUVANAMALAI TK and DIST PH.9443309605 | TVML28 | Airtel | Tamil Nadu | GBT
IN-1274357 | Nadalaganathal | 12.1596 | 79.1705 | M.SIVALINGAM S/O MOTTAIYAGOUNDER OLD S.F.NO.54/4,NEW S.F.NO.55/4,NADALANGANTHAL VILLAGE,GANGAPATTU POST,THIRUVANNAMALAI TK and DT.PH.9751480179 | NDLTL1 | Airtel | Tamil Nadu | GBT
IN-1274382 | ThurInchapuram | 12.3173 | 79.0958 | R.KALAI W/O RAMALINGAM OLD S.F.NO.92/1B NEW S.F.NO.104/2B,THURINJAPURAM VILLAGE POST,THIRUVANNAMALAI TK and DT.PH.9442308412 | TUPRM1 | Airtel | Tamil Nadu | GBT
IN-1274392 | PARASUR | 12.6415 | 79.4853 | MR A RAJAKUMARAN S/O ADIKESAVAN NAIDU, SF.NO.39/25B, NO.38, PALLATHU STREET, PAARASUR VILLAGE AND POST,CHEYYAR TK,THIRUVANNAMALAI DIST-604409 PH:9942841513 | PRSUR1 | Airtel | Tamil Nadu | GBT
IN-1276105 | MARIAMMAN KOIL STREET | 12.2201 | 79.0712 | S Kamala, 12th avenue,surya nagar,mariamman koil st,tiruvannamalai-3 Ph:9945851010 | TVML29 | Airtel | Tamil Nadu | GBT
IN-1079291 | ELANGUNNI | 12.1374 | 78.6813 | ELANGUNNI, CHENGAM T.K, THIRUVANNAMALAI DISTRICT | ELANG1 | Airtel | Tamil Nadu | GBT
IN-1030471 | ARASUR VILLAGE | 11.835 | 79.4255 | N. Rajasekaran, N.Rajasekaran Sf No 117/8,Old No 1/0A ,New No 1/1 Tv Nallur Road Arasur (Po) Ulundurpet(Tk) Villupuram-607107 Ph 9360302497 | 1346 | Vodafone | Tamil Nadu | GBT
IN-1030517 | ANANDAPURAM | 12.0894 | 79.0761 | K.LATHA NO1/45 NEW71/13,14 ANATHAPURAM,GINGEE TK,VILLUPURAM | 1344 | Vodafone | Tamil Nadu | GBT
IN-1030547 | ALANTHUR | 12.5475 | 79.628 | AS MANIVASAGAM,SF NO 558/12 NO 179 AYYAR ST ALATHUR SANGARA PURAM VILLUPURAM 606208 | 1326 | Vodafone | Tamil Nadu | GBT
IN-1030555 | EAST PONDY ROAD | 12.6847 | 79.5133 | Mr.M.Ramasamy, S/o. Muthusamy, SF No: 57/3, Nagalkudi, Ariyallur post, Sankarapuram TK, Villupuram - 605 701, 9787930954, 04153-291566 | 1349 | Vodafone | Tamil Nadu | GBT
IN-1030652 | ONGUR | 12.3259 | 79.7746 | D.Jayaraman, S.F.No.58/5,Karikanpatti Village, Dindivanam. | 6503 | Vodafone | Tamil Nadu | GBT
IN-1030661 | MAILAM | 12.1387 | 79.5949 | V.S. Mappillai Mohideen, S.F.Nos. 205/1A & 205/2, Vilangambadi Village, Tindivanam Taluk, Villupuram District. | 6502 | Vodafone | Tamil Nadu | GBT
IN-1030665 | VALLAM | 12.2528 | 79.518 | T. Ganapathi Ammal, R.S.No:47/1B, Vallam Village , Gengee Tk, Villupuram Dt. | 1526 | Vodafone | Tamil Nadu | GBT
IN-1030666 | GINGEE ROAD, THINDIVANAM | 12.2417 | 79.6452 | C.RAVI, S.F.NOS.86/16,86/5 & 86/16, AVARAPAKKAM VILLAGE, TINDIVANAM TALUK AND VILLUPURAM DISTRICT. | 424 | Vodafone | Tamil Nadu | GBT
IN-1030705 | RISHIVANDHIYAM | 11.8149 | 79.0987 | No.3/7 Eswaran Koil StreetRishivanthiam Village & PostVillupuram | 329 | Vodafone | Tamil Nadu | GBT
IN-1030812 | KOLIYANUR | 12.0105 | 79.1619 | S.B.USMAN, S.F.NO.110/1, PLOT NO.13, OMSAKTHI NAGAR, BANURTTI, KUMBAKONAM ROAD, GOLIYANUR, VILUPURAM DISTRICT. | 1698 | Vodafone | Tamil Nadu | GBT
IN-1030832 | ALAMPOONDI | 12.2455 | 79.3369 | 3-47A Pilliyar Koil StreetBharathan ThangalAlampoondi PostVillupuram605 151 | 1693 | Vodafone | Tamil Nadu | GBT
IN-1030862 | ARKANDANALLUR | 11.9753 | 79.2186 | M.JAFFER SEIT , S.F.No. 172/7, Near Door No. 262, Kamarajar Road, Aragandanalur, Thiruvallur Kovil | 1444 | Vodafone | Tamil Nadu | GBT
IN-1030904 | KAPPUR | 12.9442 | 79.1948 | B.THILAGAVATHI, S.F.NO.546/4,546/5 & 546/7,NO.1, MARIYAMMAN KOIL STREET, KAPPUR POST, KAPPUR TALUK, VILLUPURAM 605 301. | 1953 | Vodafone | Tamil Nadu | GBT
IN-1030907 | KEDAR | 12.1203 | 79.0584 | PUDUPALAYAM, KEDAR, VILLUPURAM DT | 1958 | Vodafone | Tamil Nadu | GBT
IN-1030911 | KALPATTU | 12.9451 | 79.3215 | S/O.N.ThomasNo.13-A North StreetKalpattuVillupuram605 302 | 1867 | Vodafone | Tamil Nadu | GBT
IN-1030915 | SITHANI | 12.095 | 79.5629 | S.KALIA PERUMAL, S.F.NO.143/5A1C, SITHANI POST, DINDIVANANM TALUK, VILUPURAM - 605 652. | 1975 | Vodafone | Tamil Nadu | GBT
IN-1030916 | ARASAMPATTU | 12.9415 | 78.8614 | M.SADAYAPILLAI, 2/61, POST OFFICE STREET, ARASAMPATTU POST, SANKARAPURAM TK, VILLUPURAM DT , 9443988011 | 1948 | Vodafone | Tamil Nadu | GBT
IN-1030940 | RETTANAI | 12.1468 | 79.1869 | 256/4 HIGH SCHOOL ROAD, VEERAKERALAM PUDUR, TIRUNELVELI | 1969 | Vodafone | Tamil Nadu | GBT
IN-1030946 | OLAKUR | 12.293 | 79.7246 | B.RAJENDRAN, S.F.No.241/33A, No.4, Olakkur Kut Road, Saram Post, Dindivanam Taluk, Vilupuram - 604 307. | 1147 | Vodafone | Tamil Nadu | GBT
IN-1030986 | G.ARIYUR | 11.8704 | 79.168 | ANBUSARAVANAN NAGAR ARIYUR(PO) THIRUKOVILUR VILLUPURAM | 2641 | Vodafone | Tamil Nadu | GBT
IN-1031034 | PAGANDAI KUT ROAD | 11.8857 | 79.4919 | S.KARUNAGARAN ,NO 113/2 NEAR KAMATCHIAMMAN FLOUR MILL PAKANDAIKUT ROAD ARIYALUR (PO)SANGARAPURAM(TK) VILLUPPURAM(DT) | 1887 | Vodafone | Tamil Nadu | GBT
IN-1031047 | SINTHALINGAMADAM | 11.9102 | 79.3073 | MANIGANDANTHIRUKOVILUR ROAD PUTHUPALAYAM SINTHALINGAMADAM POST THIRUKOVILUR | 1971 | Vodafone | Tamil Nadu | GBT
IN-1031056 | SKP PUDUPATTU | 11.967 | 78.8928 | K.SENTHILKUMAR, S.F NO.1/4A,2/6,2/5,82/2A1,SARAPATTU MAIN ROAD, PUDHUPATTU POST, SANKARAPURAM TALUK, VILUPURAM - 606 402. | 1574 | Vodafone | Tamil Nadu | GBT
IN-1031058 | C.KALLIPATTU | 12.6378 | 78.5703 | MR.V.BALAKRISHNAN, S/O.VENUGOPAL, BALAMMAN KOIL STREET, CHINNA KALLIPATTU, VILLUPURAM(DT). PH. 93450 89512, 04146 236544. | 1951 | Vodafone | Tamil Nadu | GBT
IN-1031063 | NAINARPALAYAM | 12.6234 | 78.7512 | No. 602, Main RoadNainar Palayam PostKallakurichi TkVillupuram606301 | 2251 | Vodafone | Tamil Nadu | GBT
IN-1031065 | VKUTTRD | 11.5936 | 78.8072 | THALAIVARKADU, NO.100/1, V.KUTROAD. KATTUKOTTAI, MELNARIYAPANUR POST, KALLAKURUCHI TALUK, VILLUPURAM DISTRICT- 606201 | 2268 | Vodafone | Tamil Nadu | GBT
IN-1031139 | KANDACHIPURAM | 12.0398 | 79.2981 | A.Ravikumar, SF No: 142/6C, 6D and 67E, Aunagiri Elammal nagar, TV Malar road, Kandachipuram, Villupuram Dt - 605 701 / 98420-60409, 04153-2312277 | 1868 | Vodafone | Tamil Nadu | GBT
IN-1031162 | KOOGAIYUR | 11.5275 | 78.8553 | MRS.NAGALAKSHMI, KALLAKURICHI TK, VILLUPURAM DT - 94430-92077 | 2597 | Vodafone | Tamil Nadu | GBT
IN-1031178 | PUKKIRAVARI | 11.6339 | 78.9902 | Mr.Dharmalingam, S/o. Muthu, 129/3, Pudhu main road, pukkiravari, Kallakurichi TK, Villupuram Dt, 98451-35699 | 2648 | Vodafone | Tamil Nadu | GBT
IN-1031201 | KONGARAYAPALAYAM | 12.6886 | 79.2677 | Mr.Selvaraj, 1/48, Nallu street, Kongurayapalayam, Kallakurichi, 04151-294045 | 2553 | Vodafone | Tamil Nadu | GBT
IN-1031243 | MAMBALAPATTU | 11.9564 | 79.3731 | D. Tamilarasi, R.S.No.106/2D Of Mambalapattu Village, Villupuram District | 1352 | Vodafone | Tamil Nadu | GBT
IN-1031302 | SANKARAPURAM | 11.8891 | 78.9186 | A.NOORBEE, S.F.NO.90/96B, THIRUKODILUR MAIN ROAD, SANKARAPURAM, VILUPURAM - 606 401. | 335 | Vodafone | Tamil Nadu | GBT
IN-1031370 | VILUPURAM | 12.7346 | 79.3409 | RS NO.47/D POONTHOTTAM VILLAGE,VILLUPURAM CIRCLE | 1302 | Vodafone | Tamil Nadu | GBT
IN-1031388 | THINDIVANAM BB | 12.1893 | 79.6262 | SF No. 172/4, Thenpasiar Village, Tindivanam Taluk.. | 1511 | Vodafone | Tamil Nadu | GBT
IN-1031519 | THINDIVANAM BSC | 12.2351 | 79.6501 | SF No. 172/4, Thenpasiar Village, Tindivanam Taluk.. | 1505 | Vodafone | Tamil Nadu | RT Tower
IN-1031541 | KALLAKURICHI | 12.2373 | 79.1216 | SELVI, 39, AK MANSION, KULATHUMETTU THERU, KALLAKURUCHI, VILLUPURAM. | 4017 | Vodafone | Tamil Nadu | RT Tower
IN-1031582 | THIRUKOVILLUR | 11.7225 | 78.8667 | NO,11,HOSPITAL ROAD, NEAR STATE BANK, THIRUKOVILUR 605757 | 1311 | Vodafone | Tamil Nadu | RT Tower
IN-1031624 | VADAKANDALAM-KACHIRAPALAYAM | 11.7764 | 78.865 | V.T.E. Thirunarayanan, S.No:234/6, New S.No:586/1, Ward No:15, Lf Road, Vadakkanandal, Villupuram Dt. | 1320 | Vodafone | Tamil Nadu | RT Tower
IN-1031637 | CHINNA SALEM | 12.8992 | 78.9218 | A. Aravinthan, Survey No.254/5, Iob Building, Salem Main Road, Chinna Salem, Kallakurichi Taluk, Viluppuram District - 606 201. | 1323 | Vodafone | Tamil Nadu | RT Tower
IN-1031663 | MANALURPET | 12.0067 | 79.0905 | K. Poongothai, K.Poongothai ,Sf No 51/1A, No 18 North Saliyur Street Manalurpet (Po)Thirukovilur Vilupuram Dist 605754 Ph 232430 | 1321 | Vodafone | Tamil Nadu | RT Tower
IN-1031775 | MONDIANPAKKAM | 12.0018 | 79.5194 | T. Sumathi, Plot No.4 To 19, Annamalaiyar Nagar, Nandiyambakkam, Villupuram District. | 478 | Vodafone | Tamil Nadu | RT Tower
IN-1031783 | PONDY ROAD, THINDIVANAM | 12.22 | 79.6535 | N.Govindammal, No.10,Jayapuram Main Road, Tindivanam - 604 002. | 426 | Vodafone | Tamil Nadu | RT Tower
IN-1031808 | M G ROAD | 11.669 | 78.8 | A.AHAMED ALI, S.F.NOS.472/2A,472/1,470/11, MAHATMA GANDHI ROAD, VILLUPURAM KASA & TALUK. | 423 | Vodafone | Tamil Nadu | RT Tower
IN-1031900 | PONDY_GINGEE | 12.2586 | 79.4168 | T.AMMAIYAPPAN, No.261-B, Gandhi Bazzar, Gingee, Villupuram District. | 1456 | Vodafone | Tamil Nadu | RT Tower
IN-1031902 | VEERAPANDI | 12.8928 | 79.1342 | M.MURUGAN, S.F.NO.255/6, NEAR DOOR NO.5/98, VEERPANDI, PERUMAL KOVIL STREET, THIRUKOVIL TALUK, VILUPURAM - 605 758. | 1925 | Vodafone | Tamil Nadu | GBT
IN-1059188 | OLAKKUR CROSS ROAD | 12.2534 | 79.4692 | S.Srinivasan, Old Sf No: 316, New Sf No: 222/5, Reddiyar Complex Backside, Olakkur Cross Road, Sanam Post,Villupuram - 604307 | OKAKR1 | Airtel | Tamil Nadu | GBT
IN-1059217 | SANKARAPURAM | 11.8871 | 78.9151 | Baby Ammal, W/O Rk Moorhty, Rkm Bulg, Poottai Road, Shankara Puram, Opp To Bus Stand,Villupuram District | SKPRM1 | Airtel | Tamil Nadu | RT Tower
IN-1059319 | VIKRAVANDI | 12.0364 | 79.5442 | OPEN LAND OF R. RAVICHANDRAN,NO.4 OLD POST OFFICE STREET,MAIN ROAD,VIKRAVANDI, PH NO:04146 233878 CELL: 98652 10519, | VKVDI1 | Airtel | Tamil Nadu | GBT
IN-1059343 | KUTTUVERAPATTU | 12.153 | 79.6068 | MR. D. SANTHANAM, SF NO: 58/15B3, 76/1B, MAYILAM ROAD, KUTHERIPATTU, TINDIVANAM TALUK, VILLUPURAM-604302. PH:04147-237262 | KVPTU1 | Airtel | Tamil Nadu | GBT
IN-1059347 | PIDAGAM | 11.8814 | 79.4481 | D.RAJARAM, SF NO: 425/6A, PILLIYAR KOIL STREET, NATHAM MEDU, PIDAGAM POST, VILLUPURAM DT - 605401 / 04146-262305 , 262380 / 09865545040 | PIDGM1 | Airtel | Tamil Nadu | GBT
IN-1059348 | THIRUVENNAINALLUR | 12.7499 | 78.9088 | C.Jayakumar, Old No:4, New No:15M Chattra Street, Thiruvennainallar Post, Thirukovilur Tk, Villupuram - 607 203 / 04153-234279 | TVNLR1 | Airtel | Tamil Nadu | RT Tower
IN-1059404 | KULIYANUR | 11.9271 | 79.5479 | MR. C. CHITRA, S.NO. 134/1, PANAKUPPAM VILLAGE,GR BODY BUILDERS, PONDY MAIN ROAD, KOLIYANUR, VILLUPURAM DT-605103, PH: 04146 - 249864, 231523 | KLYNR1 | Airtel | Tamil Nadu | GBT
IN-1059409 | MUNDIYABAKKAM | 11.9967 | 79.515 | NEAYAR MARK ST,MUNTTIYABAKKM POST VILLUPURAM | MDBKM1 | Airtel | Tamil Nadu | GBT
IN-1059434 | MELAPETTAI | 12.2665 | 79.6839 | C.KANNAKI, SF NO: 79/2, MELAPEETAI VILLAGE, MERPALLAI POST, TINDIVANAM TALUK, VILLUPURAM DIST-604307. PH: 94433-63835 | MELAP1 | Airtel | Tamil Nadu | GBT
IN-1059437 | VADANANDANKUPPAM | 11.7223 | 79.1244 | Mrs.Amutha, Sf No; 35/5, Thiagadurgam, Kallakurichi Tk, Villupuram Dist-606206. Ph: 94435-92358 | VADAN1 | Airtel | Tamil Nadu | GBT
IN-1059438 | PADARAPULIYUR | 12.1006 | 79.573 | Mr. Nagamoothy, Survey No. 57/7, New No. 62/3, Opp To Mujjib Modern Rice Mill, Padarapuliyur, Tindivanam Post. Villupuram Dist - 604304. Ph-9443074721 (Nh-45.(Kutteripattu To Vikravandi) | PDPLR1 | Airtel | Tamil Nadu | GBT
IN-1059443 | VIKUTTA ROAD | 11.5959 | 78.8146 | V.KUMARASAMY, SF NO: 305/4C, KATTU KOTTAI, KUNDRAMEDU, MARAVANATHAM, KALLAKURICHY, VILLUPURAM DIST-606201. PH: 94433-60466 (NH 68 - BETWEEN THALAIVASAL TO CHINNASALEM) | VIKUT1 | Airtel | Tamil Nadu | GBT
IN-1059444 | THIAGADURGAM | 11.7419 | 79.0769 | Mrs.B.Jayalakshmi, Sf No: 70/1A, No:15, Bazaar Street, Thiyagadurgam, Kallakurichi Tk, Villupuram Dist. Ph: 04151-233014, 9344709852 | TGDRM1 | Airtel | Tamil Nadu | GBT
IN-1059445 | J.J.NAGAR | 11.6792 | 78.9203 | Mrs.Jayanthi, Sf No : 157/13, No: 284A, Nadu Theru,Vlaganathan Post, Kallakurichi Taluk, Villupuram Dist-606202. Ph: 98657-62351, 04151-258031 (Nh-68 (Kallakurichi To Chinnasalem) | JJNGR1 | Airtel | Tamil Nadu | GBT
IN-1059446 | MADUR | 11.7347 | 79.0198 | MR. THANGARAJ, C/O. MUTTAIYYA RICE MILL, NEAR CO-OPERATION BANK, SURVEY NO. 135/4B, KALLAKURICHI TK, MADUR, VILLUPURAM DIST-606202, PH-93615 20812 / 04151 223574 (NH-68) | MADUR1 | Airtel | Tamil Nadu | GBT
IN-1059465 | OMANDUR | 12.1624 | 79.6999 | Mr. Manickkam Pillai, Sf No. 87/10 & 87/12, Land Ofter 500M From Omandur Trisection In Sauk Trees Farm, Pondy Road, Omandur, Tindivanam Tk. Villupuram Dist., | OMNDR1 | Airtel | Tamil Nadu | GBT
IN-1059697 | VALLAM | 12.0039 | 79.587 | PANDIAN & MOHAN LAND, C/O. KN SUBRAMANIAN, NEAR BY THULUKANNA GOUNDER LAND , VALLAM MAIN ROAD, GINGEE TK. VILLUPURAM DT. 98429 57350 | VLLAM1 | Airtel | Tamil Nadu | GBT
IN-1059820 | NANGALIKONDAN | 12.2534 | 79.4692 | MR.R.KASTHURI,SF.NO.38/7B,NAGGILIKONDAN, KADAMBUR POST, SENGI TALUK, VILLUPURAM DIST-604206. | NNGKD1 | Airtel | Tamil Nadu | GBT
IN-1059878 | EDAYANKULAM | 12.2072 | 79.673 | MR.G,ELUMALAI,SF.NO.20/1,18/14,18/14C1,ERAYANUR,EDAYANKULAM THINDIVANAM TALUK,VILLUPURAM DIST-605002.PH.NO. | EDYUM1 | Airtel | Tamil Nadu | GBT
IN-1059879 | EMAPPAR | 11.7107 | 78.9506 | MR.P.GANESH,.NO.168/3,KANTHU KURAR THOTTAM,TACHUR POST,KALLAKURICHI TALUK,VILLUPURAM -606202.PH.NO.04154-22545 | EMPPR1 | Airtel | Tamil Nadu | GBT
IN-1059881 | GINGEEFORT | 12.2551 | 79.3919 | MR.P.DHANAGOPAL@RANGASAMY,SF.NO.104/2A,THIRUVANNAMALAI ROAD,BEHIND INDIAN OIL PETROL BUNK,SENGI TALUK,VILLUPURAM DIST-604202.(REMARKS:CHINNATHAMBI IS A S/O DHANAGOPAL). | GGEEF1 | Airtel | Tamil Nadu | GBT
IN-1059894 | VSALAI MAIN ROAD | 12.074 | 79.5514 | Mr.d.ramalingam,sf.no.112/5,v.salai Main Road,villupuram Taluk,villupuram Dist-605602. | SALAI1 | Airtel | Tamil Nadu | GBT
IN-1059896 | SEMEDU | 12.2403 | 79.2798 | MR.P.VARALAKSHMI,SF.NO.41/2,NO.2/37,MAIN ROAD,SEMBEDU,SENGI TALUK,VILLUPURAM DIST-604152. | SEED1 | Airtel | Tamil Nadu | GBT
IN-1059897 | SALAI | 12.2487 | 79.5782 | MR.S.KANDASAMY,SF.NO.49/13,OLD DOOR NO.116,NEW NO.204,PILLAYAR KOIL STREET,SALAI, DINDIVANAM TALUK, VILLUPURAM DIST-604 206. | SLAI1 | Airtel | Tamil Nadu | GBT
IN-1059904 | COLLECTOR OFFICE | 11.9346 | 79.4771 | SRI SELVA GANAPATHY MESS TRICHY MAIN ROADOPP TO NEW COURT VILLUPURAM DST-605 602 | VLRM6 | Airtel | Tamil Nadu | GBT
IN-1059909 | ALAMPOONDI | 12.2466 | 79.3361 | LAKSHMI THEATRE STREET, ALAMPOONDI | AMPOO1 | Airtel | Tamil Nadu | GBT
IN-1059919 | PELAKUPPAM | 12.9729 | 79.2839 | MRS.BAKKIYALAKSHMI,PROPERTY IN OLD S.NO.12/1,NEW S.NO.22/3, OF PELAKUPPAM VILLAGE,TINDIVANAM TALUK,VILLUPURAM DISTRICT.PH:98424 24715. | PLKUP1 | Airtel | Tamil Nadu | GBT
IN-1059923 | AMMAYAGRAM | 11.62 | 78.8465 | ELAVADI ROAD, NEAR RICE MILL, AMMAYAGARAM | AMMGM1 | Airtel | Tamil Nadu | GBT
IN-1060085 | SANTHAPETTAI | 11.9604 | 79.192 | MRS.A.SANMABEE,R.S.NO.637/4B2,MOHAMMEDSHAHIB NAGAR,SANTHPETTAI POST,THIRUKOVILUR,VILLUPURAM DIST-605757,PH:9843568427 | TKVLR3 | Airtel | Tamil Nadu | GBT
IN-1060095 | MUGAIYUR | 12.3758 | 79.0936 | 2/47 MAIN ROAD MUGAYUR POST, THIRUKOVILUR TALUK, VILLUPURAM DIST | MGYR1 | Airtel | Tamil Nadu | GBT
IN-1060161 | PUDHUPATTU | 11.9648 | 78.8966 | MR.K.SENTHILKUMAR,S/O.KUPPUSAMY CHETTIYAR,SF.NO.68/1,NO.2/306,ANNA NAGAR,PUDHUPATTU POST,SANGARAPURAM TALUK,VILLUPURAM DIST.-606402.PH:9444543873/9443061955 | PDUPT1 | Airtel | Tamil Nadu | GBT
IN-1060163 | KEDAR | 12.0092 | 79.4055 | TV MALAI MAIN ROAD, KEDAR AND POST, VILLUPURAM DT | KEDAR1 | Airtel | Tamil Nadu | GBT
IN-1060178 | APPENPATTU | 12.2138 | 79.4177 | MRS.J.SARSANJAN,W/O.MR.M.JAHORE AHAMED,SF.NO.2/1D,APPANPATTU,VILLUPURAM ROAD,MENAMPUR POST,GINGEE TALIK,VILLUPURAM DIST.-604 205.PH:94440 54246 | APNPT1 | Airtel | Tamil Nadu | GBT
IN-1060196 | MAILAM ROAD | 12.2256 | 79.6505 | MR.K.JAYARAMAN,SF.NO.88/4,NO.13/6,RAJAGOPAL PILLAI STREET,NAGALAPURAM,TINDIVANAM,VILLAPURAM DIST.-604 001.PH:04147-228030 | TIVM4 | Airtel | Tamil Nadu | GBT
IN-1060200 | ANATHOOR | 11.8187 | 79.4644 | MR.V.KARTHIKEYAN,S/O.VIDYA LINGAM,SF.NO.68/18,ANANTHOR POST,ULUNDUPERPET,VILLUPURAM DIST.-PH:94866-38839/04149-226239 | ANATR1 | Airtel | Tamil Nadu | GBT
IN-1060247 | THOGAPADI | 11.9322 | 79.446 | MRS.A.VIJAYALAKSHMI,W/O.ARUMUGAM,SF.NO.27/1A&1B,NO.1/113,MAIN ROAD,THOGAIPADI POST,VILLUPURAM DIST.-605 301.PH: | TGPDI1 | Airtel | Tamil Nadu | GBT
IN-1060272 | KADANOOR | 11.9967 | 79.515 | MARIYAMMAN KOVIL STREET, KADANUR POST, THIRUKOVILUR TALUK,VILLUPURAM | KDNOR1 | Airtel | Tamil Nadu | GBT
IN-1060284 | SALAKUDI | 12.0105 | 79.1619 | MR.R.RAGOTHAMMAN,SF.NO.26/7,THIRUKOVILUR TO THIRUVANNAMALAI MAIN ROAD,SADAIKATTI,T.ATHIPAKKAM POST,THIRUKOVILUR,VILLUPURAM DIST.-605 709.PH:99425-94929 | SLKUD1 | Airtel | Tamil Nadu | GBT
IN-1060286 | ANNIYUR | 12.0671 | 79.3971 | Open Land of Mr. Shankar, Land at Kamaraj street, Anniyur, Villupuram dist. | ANNYR1 | Airtel | Tamil Nadu | GBT
IN-1060288 | GUNDALAPULIYUR | 12.0392 | 79.4726 | M.PRAKSHINAMOORTHY , NO 354/2,GUNDALAPULIYUR BUS STOP,GINGEE ROAD, VILLUPURAM | GDPLR1 | Airtel | Tamil Nadu | GBT
IN-1060348 | AMMAPETTAI | 11.7892 | 78.863 | MR.C.MATHIYALAGAN,SF.NO.50/15&52/2,NO.2,KONAR STREET,AMMAPETTAI,VADAKANDAL POST,KALAKURICHI TALUK,VILLUPURAM DIST.-606 207.PH:93451-86611 | AMATT1 | Airtel | Tamil Nadu | GBT
IN-1060349 | PANAMADEVI | 11.9895 | 79.484 | MRS.KUPPUSAMY/MR.VENAVAN,SF.NO.5/9A&B,NO-108A & B,P.IYYAPPAN MODERN RICE MILL,GINGEE MAIN ROAD,PHANA MADEVI,VILLUPURAM DIST.-605203.PH:94432-65299 | PNMDV1 | Airtel | Tamil Nadu | GBT
IN-1060449 | THIRUKOVILUR ATRS AND SCIENCE COLLEGE | 12.9305 | 78.7158 | T.BALASUBRAMANIS/O.THANGAYA,NO:19NEAR THIRUKOVILOOR ARTS&SCIENCE COLLEGE,SANTHAPETTAI,THIRUKOVILOOR TALUK,VILUPPURAM DIST-PH-9942509164(REMARKS-P.VENKATESH PANDIAN IS UNCLE OF T.BALASUBRAMANIS) | TKVLR5 | Airtel | Tamil Nadu | GBT
IN-1060497 | ERUMANTHANGAL | 12.9328 | 79.335 | MR.K.MURUGAN,NO.10,KUMARAN STREET,ERUMANTHANGAL,BOYAPAKKAM,VILLUPURAM DIST.-605103.PH:94421-24909 | VLRM19 | Airtel | Tamil Nadu | GBT
IN-1060512 | VEERAPANDI | 12.049 | 79.217 | VERAPANDI VILLAGE AND POST, THIRUKOVILUR, VILLUPURAM DIST | VERND1 | Airtel | Tamil Nadu | GBT
IN-1060578 | ANAIKADI | 11.9456 | 79.2535 | K.BALAJIATHADAMAPUTHUR POST T.V.NALLUR ROAD THIRUKOVILUR TK | ANIKD1 | Airtel | Tamil Nadu | GBT
IN-1060636 | RETTANAI | 12.1961 | 79.5506 | MR.PARAMASIVAM,S/O.MANIGAM,SF.NO.99/2,NO.3,KRISHNAPURAM,RATTANI POST,THINDIVANAM TALUK,VILLUPURAM DIST.-04145-237281 | RTTNI1 | Airtel | Tamil Nadu | GBT
IN-1060668 | ARIYUR | 11.8724 | 79.1703 | ARIYUR POST,THIRUKOVILUR TALUK, VILLUPURAM | ARIYR1 | Airtel | Tamil Nadu | GBT
IN-1060691 | PERIATHATCHUR | 12.11 | 79.5343 | MRS.ANNAPOORANI,W/O.MURUGAVEL,THIRUVALLUR STREET,PERITHACHUR POST,DINDIVANAM TALUK,VILLUPURAM DIST.-605651.PH:04146-230306 | PRTHR1 | Airtel | Tamil Nadu | GBT
IN-1060756 | KADAI STREET | 12.1086 | 79.7433 | MR. POOMALI,S/O MUTHUSAMY KONAR,SURVEY NO 1046,SERVAIKARAN LANE,KADAI STREET,CHINNA SALEM.606201. PH: 94437 95795 | CSLM3 | Airtel | Tamil Nadu | GBT
IN-1060766 | NEDIMOZHIYANUR | 12.1367 | 79.5643 | M.PERIANNAGOUNDAR NO242/6 GINGEE ROAD NEDIMOZHIYANUR POST | NDMZR1 | Airtel | Tamil Nadu | GBT
IN-1060836 | PRAPPRI | 12.3042 | 79.612 | MR.VEERASAMY,S/O.VELLAPPAN,SF.NO.39/1,NO.35,MARIAMMAN KOVIL STREET,VADAMUNDI POST,KARUMPAKKAM VILLAGE,THINDIVANAM TALUK,VILLUPURAM DIST.-PH:93456-25597 | PRPPI1 | Airtel | Tamil Nadu | GBT
IN-1060874 | SUKUMAR LAND | 11.8964 | 79.1167 | SUKUMAR LAND, RKT BUILDING BACKSIDE, RAILWAY STATION ROAD, CHINNA SALEM . | CSLM1 | Airtel | Tamil Nadu | GBT
IN-1061016 | TINDIVANAM | 12.2064 | 79.45 | Green Field Site, 22 Chinnamuthali Street, Nagalapuram, Jayapuram Colony, Tindivanam | TIVM3 | Airtel | Tamil Nadu | GBT
IN-1061039 | VALAVANUR | 11.9194 | 79.5796 | Sivaraman Land, #117 Eswaran Koil Street, Mgr Nagar, Valavanur. | VLNR1 | Airtel | Tamil Nadu | GBT
IN-1061072 | PALAVERI | 12.3587 | 79.5885 | VANDAVASI MAIN ROAD PALAVERRI VILLAGE THIRJUVANNAMALAI DIRSRICT | PLVER1 | Airtel | Tamil Nadu | GBT
IN-1061090 | MAYILAM | 12.1266 | 79.6198 | MR.A.VAMANANPONDICHERRY ROAD,MAYILAM,VILLUPURAM DIST | MYILM1 | Airtel | Tamil Nadu | GBT
IN-1061141 | VILLUPPURAM M1 | 11.9387 | 79.4985 | RAILWAY STATION, VILLUPPURAM | VLRMM1 | Airtel | Tamil Nadu | RT Pole
IN-1061435 | GINGEE1 | 12.2529 | 79.4169 | SANDHANAM COMPLEX,GANDHI BAZAR,GINGEE TK,VILLUPURAM | GNGE1 | Airtel | Tamil Nadu | RT Tower
IN-1061436 | GINGEE2 | 12.2585 | 79.4167 | AMMAYAPPAN,KTA KALYANA MAHAL,GANDHI BAZAR,GINGEE | GNGE2 | Airtel | Tamil Nadu | RT Tower
IN-1061476 | BABU BUILDING | 11.7763 | 78.865 | BABU BUILDING, # 28/2, THEERTHALU NAGAR, NEAR RAJA THEATRE, KALLAKURICHI | KLKC2 | Airtel | Tamil Nadu | RT Tower
IN-1061834 | TINDIVANAM | 7 | 65 | N R SHIVARAMAN, THOPPAI KOUNDAR STREET, NEAR NEW CINEMA THEATRE, TINDIVAM | TIVM1 | Airtel | Tamil Nadu | RT Tower
IN-1061835 | TINDIVANAM | 12.2417 | 79.645 | Gengee road, Tindivam TK, Villupuram District-6040003 | TIVM2 | Airtel | Tamil Nadu | RT Tower
IN-1061844 | TIRUKOVILUR | 11.9663 | 79.2017 | 154/1 PERUMAL NAYAKKAR ST, NEAR BAZAR ST, THIRUKOVILUR | TKVLR1 | Airtel | Tamil Nadu | RT Tower
IN-1061946 | VADAKANANTHAL | 11.7764 | 78.8651 | MR.MADAN KUMAR,C/O OHM SHAKTI MEDICAL STORE ,179 KAMRAJ STREET KACHHARAPALAYAM | VDKNL1 | Airtel | Tamil Nadu | RT Tower
IN-1061967 | VILLUPPURAM | 11.9419 | 79.4933 | MG ROAD, VILLUPURAM | VLRM1 | Airtel | Tamil Nadu | RT Tower
IN-1061968 | VILLUPPURAM | 11.9503 | 79.4922 | Mr S Ramesh, Door No 68, Kamalanagar, Villupuram | VLRM2 | Airtel | Tamil Nadu | RT Tower
IN-1061969 | VILLUPPURAM | 11.9358 | 79.485 | VAITHILLINGAM GURUVAYURAPPAN, SAIBAR PLAZA,99,TRICHY MAIN ROAD | VLRM3 | Airtel | Tamil Nadu | RT Tower
IN-1061970 | VILLUPPURAM | 11.9339 | 79.5053 | Plot Of Mr Philips, No 14 East Shanmuga Colony (Plot Near 13/1-D, Shanmugapuram, Indragandhi Street (Ph 240315) | VLRM4 | Airtel | Tamil Nadu | GBT
IN-1062322 | MARUTHUR | 11.7649 | 79.0001 | Mrs.A.Rita,No.34,S.G.Puram Main Road,Villupuram-605 602.Ph:94423-06924/04146-252027. | VLRM5 | Airtel | Tamil Nadu | RT Tower
IN-1062323 | THANTAIPERIYAR NAGAR | 11.9134 | 79.4746 | MR.S. SEKAR, S.F.NO.304/9B&9C, NO.88, GANDHI SQUARE, THANTAI PERIYAR NAGAR, VILLUPURAM TALUK, VILLUPURAM DIST.-605 401. PH:04146-259771. | VLRM7 | Airtel | Tamil Nadu | RT Tower
IN-1062387 | NETHAJI ROAD | 11.94 | 79.4893 | NERUJI STREET, VILLUPURAM | VLRM8 | Airtel | Tamil Nadu | RT Tower
IN-1062453 | THIRUVIKA NAGAR | 12.1196 | 79.15 | MR.S.SHANMUGAM, NO:2, THIRU-VI-KA NAGAR, CHINNA SALEM, VILLUPURAM DIST. 606 201. PH:98420 42396, 04151-236132 | CSLM2 | Airtel | Tamil Nadu | RT Tower
IN-1062490 | NEW BUS STAND | 11.929 | 79.484 | MR.V.SOLAPPAN, JOTHI SWAROOPA VANIGA VALAGAM, K.K.NAGAR, OPP. TO NEW BUS STAND, VILLUPURAM - 605 602. PH: 04146 - 227804/94434 21194. | VLRM16 | Airtel | Tamil Nadu | RT Tower
IN-1062622 | VANDIMEDU | 11.9441 | 79.4843 | MR.M.EZHUMALAI, S/O.MURUGAN, S.NO.540/1, NO.3, VIRATTIKUPPAM PATHAI, OPP. TO BSNL TELEPHONE EXCHANGE, VANDIMEDU, VILLUPURAM DIST - 605 602. PH:94433 39662/04146-223615 | VLRM15 | Airtel | Tamil Nadu | RT Tower
IN-1062627 | GRAMACHAVADI STREET | 12.3605 | 79.6846 | MR.A.RANGAN,SF.NO.314/1A,NO.42/69A,GRAMACHAVADI STREET,KALLAKURICHI,VILLUPURAM DIST.-606 202.PH:99948-16882/9443354859/94432-47005.(REMARKS:MR.ILANGOVAN BROTHER IS MR.RANGAN) | KLKC3 | Airtel | Tamil Nadu | RT Tower
IN-1062782 | MAHAVISHNU ROAD | 12.406 | 79.0326 | MAHAVISHNU ROAD, VILLUPURAM | VLRM10 | Airtel | Tamil Nadu | RT Tower
IN-1062838 | VOC NAGAR | 12.7849 | 79.2531 | MR.M.VEERAMUTHU, S/O.MUTHUSAMY, S.NO.88/5, B1A1A1, NO.119, VOC NAGAR, KALLAKURICHI-TK, VILLUPURAM DIST | KLKC4 | Airtel | Tamil Nadu | RT Tower
IN-1062879 | NORTH STREET | 11.9486 | 79.495 | Mr.R Chandrashekaran, No,34, North street, Opp Sivan kovil, Villupuram Ph-9994384908 | VLRM18 | Airtel | Tamil Nadu | RT Tower
IN-1062927 | THIRUVALUR STREET | 12.2362 | 79.6492 | MR.G.VENKATARAMANAN,S/O.LATE GOPAL CHETTIYAR,SF.NO.63/1,NO.155/156,GINGEE ROAD,SRIVARI COMPLEX,DINDIVANAM TALUK,VILLUPURAM DIST.-604001.PH:98948-49091 | TIVM7 | Airtel | Tamil Nadu | RT Tower
IN-1067368 | SITHALOOR | 11.6932 | 79.0826 | N.JAYARAMANAN NAGAWAR ROAD SITHALUR KALLAKURICHI | SITLR1 | Airtel | Tamil Nadu | GBT
IN-1067662 | DEVARAJ NAGAR | 12.24 | 79.6532 | MR.M.RANGANATHAN, SF.NO.90/2, NO.47, AYYASAMY STREET, MURUGAMPAKKAM, TINDIVANAM-TK, VILLUPURAM DIST - 604 001. PH:94431 08465 | TIVM5 | Airtel | Tamil Nadu | GBT
IN-1067680 | TAILAPURAM | 12.0851 | 79.765 | MR.M.SAMANTHAM,S/O-MANIGANDA GUNDER,#111,PUTHU STREET,TAILAPURAM POST,VALUR TALUK,VILLUPURAM DIST-604102 | TLPRM1 | Airtel | Tamil Nadu | GBT
IN-1067843 | URINITHANGAL | 12.6372 | 78.57 | CHINNA KULANDAI SERVEY NO:4 0/1, TINDIVANAM ROAD, URINITHANGAL GINGEE POST-VILLUP URAM-DT 604 202 04145-222705, | UTNL1 | Airtel | Tamil Nadu | GBT
IN-1072100 | AYYUR AGARAM | 11.9753 | 79.5045 | K.CHINNADHU GOUNDER,NO:1/304 ,AGRAGARAM STREET,AYYUR AGARAM POST,VILLUPURAM TALUK,VILLUPURAM DIST-605 601, | AYGRM1 | Airtel | Tamil Nadu | GBT
IN-1074784 | PACHEARY | 11.9002 | 78.7963 | MADANAGOPAL, OPP TO GOVT SCHOOL, PACHERY, SANKARAPURAM, VILLUPURAM. | 3346 | Vodafone | Tamil Nadu | GBT
IN-1074788 | MUTTATTUR | 12.0655 | 79.2644 | K.MAYAVAN, MUTTTURMAIN ROAD, MUTTATUR POST, VILLUPURAM, | 3350 | Vodafone | Tamil Nadu | GBT
IN-1074805 | KANAI | 11.9545 | 79.4161 | Mr.Subburayalu, S/o. Sivarama, Reddiyar school street, Kanai village, villupuram TK, 9843607359 | 3399 | Vodafone | Tamil Nadu | GBT
IN-1074806 | PDY_MUGAIYUR | 11.9755 | 79.31 | RAILWAY STATION OPP, MUGAYUR POST, THIRUKOVILUR TALUK, VILLUPURAM | 3400 | Vodafone | Tamil Nadu | GBT
IN-1074843 | THENPAIR | 12.088 | 79.4897 | KODHANDAPANI.P,PUDHYPALAYAM(PO),THENPAIR, VILLUPURAM. | 3476 | Vodafone | Tamil Nadu | GBT
IN-1074846 | VAAKUR | 11.9846 | 79.5768 | RAJAMANIKKAM,VAKKUR(PO),VILLUPURAM DIST,9786473638,9360569804. | 3477 | Vodafone | Tamil Nadu | GBT
IN-1074924 | ARUNGURUKKAI | 11.862 | 79.2507 | ESWARAN KOVIL STREET, ARUNGURUKKAI POST, THIRUKOVILUR TALUK, VILLUPURAM | 3517 | Vodafone | Tamil Nadu | GBT
IN-1074929 | MAIYANUR | 11.8802 | 79.0047 | MAIYANUR, SANGARAPURAM TALUK, VILLUPURAM DIST | 3519 | Vodafone | Tamil Nadu | GBT
IN-1074980 | VELLIMEDUPETTAI | 12.341 | 79.5853 | SARASWATHY,W/O GOVINDA SWAMY,VELLIMEDU PETTAI,DINDIVANAM-TK,VILLUPURAM-DIST.PH-9994954180,04145-238348. | 3576 | Vodafone | Tamil Nadu | GBT
IN-1076927 | ANNAMANGALAM | 12.3347 | 79.3941 | Mr.K.Chinnasamy,S/o:-Karaiya Kounder | ANNLM1 | Airtel | Tamil Nadu | GBT
IN-1076941 | PUDUPALAPATTU | 11.8949 | 78.8338 | DMuthuS/oduraisamy no328/10pudupalapattu(po) | PDPLT1 | Airtel | Tamil Nadu | GBT
IN-1076953 | MUDIYANUR | 11.7025 | 79.0412 | Mr.C.Rangasamy, Survey No:84/3, Situated at Mudiyanur Post, | MDYNR1 | Airtel | Tamil Nadu | GBT
IN-1076954 | PALLIPPATTU | 11.8051 | 79.0182 | Mrs.R.Meenakshi, Survey No:110/1, situated at Pallipattu post, | PLPPT1 | Airtel | Tamil Nadu | GBT
IN-1076957 | SIRUVADI | 12.2101 | 79.8392 | Mr.Marimuthu, Survey No:178/1, situated at Siruvady Village | SRVDI1 | Airtel | Tamil Nadu | GBT
IN-1077847 | AVANIPUR | 12.2779 | 79.8148 | S.Ramumoorthy,s/o: Subramanian,Metu St. | AVANI1 | Airtel | Tamil Nadu | GBT
IN-1077850 | SIRUVAI | 12.3945 | 78.4587 | Mr.sudhakar,S/0-T.Dakshnamoorthy,Siruvai,Main road,Veedur | SRUVI1 | Airtel | Tamil Nadu | GBT
IN-1077864 | ALAMBADI | 12.0097 | 79.2957 | NORTH STREET ALAMPATI POST, THIRUKOVILUR TALUK, VILLUPURAM DIST | AMBDI1 | Airtel | Tamil Nadu | GBT
IN-1077868 | KILLAPATTU | 11.8415 | 78.9597 | MR.PONNAMPALAM CHETTIYAR,S/0-ANVARATHA,MELAPATTU ROAD | KILLA1 | Airtel | Tamil Nadu | GBT
IN-1077876 | ODAYATHUR | 12.0912 | 79.4661 | Mrs.Sumathi, Survey No.70/A, Situated at Odiyathur Village & Post, | OYTHR1 | Airtel | Tamil Nadu | GBT
IN-1077891 | SIRUPANAIYUR | 12.9172 | 79.0497 | Mr.S.Syed Lal , S/O.Syed Mohaideen , Survey No. 189/9, Situated at Sirupanaiyur, | SPNYR1 | Airtel | Tamil Nadu | GBT
IN-1077893 | V.PANCHALAM | 12.3649 | 79.1305 | Mr.R.Venkatesan , S/O.Rengasamy, Survey No.145/8, Situated at V.Panchalam Village | VPCLM1 | Airtel | Tamil Nadu | GBT
IN-1077908 | PAVALAM | 11.9246 | 78.8787 | Mr.N.Dhanakotti , S/O . Natesan Gounder , Survey No.5/3B, Situated at Pavalam Village, | PAVLM1 | Airtel | Tamil Nadu | GBT
IN-1077918 | ELAIYANARKUPPAM | 11.9826 | 79.0214 | Mr.G.Kabeerdass, S/O.Govindha Chettiyar , Survey No.181/7, 181/8 and 181/9, Situated at Elaiyanarkuppam Post | 7274 | Airtel | Tamil Nadu | GBT
IN-1077921 | IVELI | 12.0297 | 79.6203 | Mr.G.Ramachandran S/O. Mr.Gopal Gounder , Old Servey No.104/8, Re-Survey No.44/9 Situated at Ivelli | IVELI1 | Airtel | Tamil Nadu | GBT
IN-1077924 | MELAPALANGUR | 12.481 | 78.7896 | Mr.S.Ramadurai, Survey No:45/4, situated at Melpalangur Village, Noorolai post | MLPGR1 | Airtel | Tamil Nadu | GBT
IN-1077925 | ADASAL | 12.2335 | 78.7976 | Mr.A.Natesan, Survey No; 21/4, situated at No:206, Mariamman Kovil Street | ADSAL1 | Airtel | Tamil Nadu | GBT
IN-1077933 | THENNALAPAKKAM | 12.097 | 79.617 | MRS.J.P.N.PUSHPAVALALLI,SF.NO-82/14B,THENALAPAKKAM VILLAGE, | TENAL1 | Airtel | Tamil Nadu | GBT
IN-1077969 | MELSEVARY | 12.0956 | 78.7921 | MR.A.PERUMAL, SURVEY NO:30/2, NEW SURVEY NO:36/2, SITUATED AT MELSIVIRY, ATHIPAKKAM | MLSRY1 | Airtel | Tamil Nadu | GBT
IN-1077972 | URAL | 7 | 65 | VANDAVASI MAIN ROAD URAL TINDIVAM TK VILLUPURAM DISTRICT | URAAL1 | Airtel | Tamil Nadu | GBT
IN-1077984 | PAIYUR | 11.9066 | 79.3459 | R.PASKARAN METTU ST PAIYUR POST T.V.NALLUR ROAD | PAYUR1 | Airtel | Tamil Nadu | GBT
IN-1077988 | MANOOR | 12.177 | 79.8148 | Mr.E.Arumugam, Old Survey No:232/2, New Survey No:14/2, situated at Munnoor Village | MNOOR1 | Airtel | Tamil Nadu | GBT
IN-1078006 | MELKARNAI | 12.1144 | 79.1258 | D.BALASUBRAMANIAN, SURVEY NO:109/1 SITUATED AT MELKARANAI(PO),VILLUPURAM(DT). | MLRNI1 | Airtel | Tamil Nadu | GBT
IN-1078008 | KARASANUR | 12.0736 | 79.6722 | MR.P.MANICKAM, SURVEY NO:69/5, SITUATED AT KARASANUR VILLAGE | KRSNR1 | Airtel | Tamil Nadu | GBT
IN-1078009 | T.KONALAVADI | 11.868 | 79.2694 | V.KUMAR SOUTH ST ARUNGURUKKAL POST THIRUKOVILUR TK | KONAL1 | Airtel | Tamil Nadu | GBT
IN-1078533 | PALAYSIUVANGUR | 12.1468 | 79.1869 | BETHU REDDIYAR SANKARAPURAM MAIN ROAD,PALAIYASARUUANGUR,KALLAKURICHI | PYNGR1 | Airtel | Tamil Nadu | GBT
IN-1079059 | ALATHUR | 12.2217 | 79.8741 | MRS.V.KASTHURI,S.NO.167/24,THERADI STREET,ALATHUR VILLAGE,ALATHUR POST | ALATH1 | Airtel | Tamil Nadu | GBT
IN-1079070 | SEMBAKURICHI | 11.5797 | 78.9495 | M.VELAUTHAM, S/O.MOOKKAN, 301.SEMBAKURICHI, ANUMANTHAL(PO),-9787160620 | SEMBA1 | Airtel | Tamil Nadu | GBT
IN-1079076 | CHINNATACHACHURC | 12.9219 | 79.1107 | RAJAVEL S/O VENGADESAN VALLALAR STREET CHINNATHATCHUR (VILLAGE), VILLUPURAM. | CTHUR1 | Airtel | Tamil Nadu | GBT
IN-1079142 | MUTTATUR | 12.1141 | 79.4393 | Survey No:123/4, situated at Muttathur Village | MTTTR1 | Airtel | Tamil Nadu | GBT
IN-1079149 | MANDAGAPPADI | 11.8187 | 79.1282 | SUNDRASAN, MANDAGAPADI VILLAGE, SANGARAPURAM TK, VILLUPPURAM DT 606205 | MANDA1 | Airtel | Tamil Nadu | GBT
IN-1079174 | NANDIVADI | 12.6259 | 79.2974 | mr.U.Raja, Survey No;189/5,6 situated at nandhicadi Village, | NNVDI1 | Airtel | Tamil Nadu | GBT
IN-1079186 | PERIVIDAYAMPATTU | 11.8433 | 79.1291 | Survey No;39/5, situated at privedaiyampattu Village, | PRVMT1 | Airtel | Tamil Nadu | GBT
IN-1079222 | ODUVANKUPPAM | 12.0558 | 79.6524 | MR.S.PONNUSAMY,S.NO.113/8I,ODUVANKUPPAM POST | ODVPM1 | Airtel | Tamil Nadu | GBT
IN-1079226 | DEVANUR | 12.3649 | 79.3861 | DEVENUR POST AND VILLAGE, MARAMMAN STREET, GINGEE T.K, VILLUPURAM 600208 | DEVNR1 | Airtel | Tamil Nadu | GBT
IN-1079233 | MALAIKOTTALAM | 11.6896 | 79.014 | SURVEY NO:229/1, SITUATED AT MALAIKOTTALAM | MAKTM1 | Airtel | Tamil Nadu | GBT
IN-1079234 | MELENDAL | 12.0486 | 79.0122 | MR.K.NARAYANNAN,S.NO.59/8A2,NORTH STREET,MELANDAL | MLNDL1 | Airtel | Tamil Nadu | GBT
IN-1079235 | PAKKAM | 11 | 79 | Survey No:249/3A, 4A, situated at Pakkam Village | PAKKA1 | Airtel | Tamil Nadu | GBT
IN-1079245 | PAKKAM | 11.9493 | 78.9549 | Survey No:14/4A1 situated ar pakkam Village | PKKAM1 | Airtel | Tamil Nadu | GBT
IN-1079262 | EARAMPATTU | 12.7212 | 79.1363 | ERAMPATTU, ANILADI POST | EMPTU1 | Airtel | Tamil Nadu | GBT
IN-1079268 | MARUR | 12.3583 | 79.5883 | MARRUR(VILLAGE) KADAMPOOR (PO) SANGARAPURAM (TK) VILLUPURAM(DT) | MARRU1 | Airtel | Tamil Nadu | GBT
IN-1079289 | PASAR | 11.8461 | 79.0811 | K. LAKSHAMANAN, S/O,KARUPAIYA, PASAR VILLAGE | PASAR1 | Airtel | Tamil Nadu | GBT
IN-1079365 | TUTTIPATTU | 12.1143 | 79.3447 | Survey No:49/4, situated at Thuthipattu Village | TUTPT1 | Airtel | Tamil Nadu | GBT
IN-1082235 | VADAMANIPAKKAM | 7 | 65 | S.F.No.78/1D6 suitated at Vadamanipakkam Village | VDMKM1 | Airtel | Tamil Nadu | GBT
IN-1082240 | JAMBAI | 12.959 | 79.1423 | S.F.NO.161/5A, SUITATED AT JAMBAI VILLAGE, JAMBAI POST | JAMBI1 | Airtel | Tamil Nadu | GBT
IN-1082243 | AVIRIYUR | 11.8719 | 79.0398 | SF.NO.21/4A,48,AVIYUR VILLAGE,MYYANUR POST | AVIYR1 | Airtel | Tamil Nadu | GBT
IN-1082246 | PERIYAMANIYANDAL | 11.9786 | 79.0501 | SF.NO.41/17,MANIYANDAL POST | PMYDL1 | Airtel | Tamil Nadu | GBT
IN-1082303 | CHOLAMPUNDI | 11.9729 | 79.4613 | NO:108/2,Cholampundi, Thiruvamathur Post, villupuram Taluk, Villupuram dist- | CHLMP1 | Airtel | Tamil Nadu | GBT
IN-1082311 | VADAGARAITHAYANUR | 7 | 65 | THIRUKOVILLUR ROAD, VADAGARATHANUR POST, THIRUKOVILUR TALUK, VILLUPURAM | VDRYR1 | Airtel | Tamil Nadu | GBT
IN-1082341 | NAYANUR | 12.0095 | 79.2073 | NAYANUR (POST),VATAVALAM, ROAD, THIRUKOILUR TALUK,VILLUPURAM | NYNUR1 | Airtel | Tamil Nadu | GBT
IN-1082397 | PERIAKOLLIYUR | 11.9537 | 78.9947 | Mr.A.Manichettiy,S.No-216/7,Periya Koliyur Post,Ariyalur Via,Shan | PRKYR1 | Airtel | Tamil Nadu | GBT
IN-1082604 | MELACHERY | 12.2852 | 79.3914 | Narayanarajan Melachery | MELCR1 | Airtel | Tamil Nadu | GBT
IN-1082616 | BADAPATHI | 11.5391 | 78.9393 | MR.A.SELVAKUMAR & MR.A.RAJKUMAR,RE-SURVEY NO.34/9, SITUATED AT VADAPATHI | BDPTI1 | Airtel | Tamil Nadu | GBT
IN-1082639 | PANNAMALAI | 12.0873 | 79.3758 | MR.D.SATU,SF.NO.275/2 | PNMLI1 | Airtel | Tamil Nadu | GBT
IN-1082656 | MAMBAKKAM | 12.3572 | 79.5215 | Mambakkam pentagaram post | MAMKM1 | Airtel | Tamil Nadu | GBT
IN-1082687 | POOTAI | 11.8956 | 78.8854 | Mr.J.Jablar s/o Jaffer Hussan,No:2/594,Mettu Streert,Puttai,Sankarapuram T.K,Villupuram D.T,Ph:04151-235605/9442535604. | 5761 | Vodafone | Tamil Nadu | GBT
IN-1082692 | RAYASAMUDRAM | 11.9282 | 78.933 | R.THANDAPANI, PILLAYAR KOVIL STREET, VADAPONPARAPPI, SANKARAPURAM TK, VILLUPURAM DIST- 605702 | 5759 | Vodafone | Tamil Nadu | GBT
IN-1082734 | V.MAMANDUR | 11.524 | 78.9002 | V.Vadivel s/o venkatachalam,v.mamandur post | VMMDR1 | Airtel | Tamil Nadu | GBT
IN-1082755 | KANJANUR | 12.0645 | 79.4506 | KANJANUR,VILLUPURAM POST 605203 | KNJNR1 | Airtel | Tamil Nadu | GBT
IN-1082779 | THAGADI | 11.9612 | 79.1224 | Mr.K.Saravanan,S/o:-Koothan,Thagadi main road,Thagadi post | THGDI1 | Airtel | Tamil Nadu | GBT
IN-1082795 | ADUKKAM | 12.4671 | 79.4045 | S/O-KALUVAN,MAIN ROAD,ADUKKAM(VILLAGE) | ADUKM1 | Airtel | Tamil Nadu | GBT
IN-1082810 | KILEDAYALAM | 12.1634 | 79.6334 | OPEN PLOT OF ELAMATHI, W/O-JANARTHANAN, NO-5, 1ST JAIN STREET, | KLDYL1 | Airtel | Tamil Nadu | GBT
IN-1082814 | PERAVOUR | 11 | 79 | Open Plot Of S Chakraborty, S/o-sugumar, 34, Jayapuram Colony | PRVOR1 | Airtel | Tamil Nadu | GBT
IN-1082821 | KATTALAI | 12.218 | 79.7205 | Open Plot Of N.ravi, S/o-natraj,no-77, Mariyamman Koil Street, Vil/post-kattalai | KATHL1 | Airtel | Tamil Nadu | GBT
IN-1082826 | BUDERI | 12.2378 | 79.7691 | Open Plot Of Narayana Swamy Naidu, S/o-batha Naidu, No-41 | BUDRI1 | Airtel | Tamil Nadu | GBT
IN-1082904 | THENPALAI | 12.2751 | 79.3223 | RAMAKRISHNAN,S/O KRISHNA GWNDER,THENPALAI PO | TNPLL1 | Airtel | Tamil Nadu | GBT
IN-1082909 | VENGAI | 12.1601 | 79.6639 | V.A.MUTHU, S/O V.APPUREDDY, VENGAI VILLAGE, S.F NO:143/8 | VNGAI1 | Airtel | Tamil Nadu | GBT
IN-1082938 | PALLIYANDUR | 11.9909 | 79.3774 | Palliyandur post,Villupuram taluk | PLYND1 | Airtel | Tamil Nadu | GBT
IN-1082974 | THORAVI | 12.0066 | 79.5552 | Mr Muthunarayarettiar s/onarayanrettiar | TROVI1 | Airtel | Tamil Nadu | GBT
IN-1083005 | RAMARAJAPURAM | 12.9893 | 78.89 | Mr. Gunasekaran s/o Ppandurengan | RAMAJ1 | Airtel | Tamil Nadu | GBT
IN-1083007 | ARCADU | 11.9348 | 79.3231 | N.GOVINDRAJAN,S/O NALLUTHUMBI,1/20,CHANNAVAKIYA ST,ARCADU VILL & PO,MOHAIVRY VIA,THIRUKOVILUR T.K,VELLUPURAM DT,PH 9787939291 | 5471 | Vodafone | Tamil Nadu | GBT
IN-1083074 | RETTIKUPPAM | 12.0414 | 79.5814 | Mr.K.Ramachandran,1-26,Main Road,Rettikuppam,Aavadiyarpattu Post,Vilupuram Taluk,Villupuram District | RTKPM1 | Airtel | Tamil Nadu | GBT
IN-1083134 | Chellampattu | 12.6601 | 79.3746 | S.No:501/3, chellampattu Village, Kallakuruchi Taluk, Villupuram District. | 5675 | Vodafone | Tamil Nadu | GBT
IN-1083142 | PAGGANDAI KUTRD(SIVAPURAM) | 11.9282 | 78.933 | Mr.V.Sadaiya Pillai s/o PattaGoundar,Sivapuram Village,Mukkur post,Sankarapuram T.K,Villupuram D.T,Ph:9751641606. | 5753 | Vodafone | Tamil Nadu | GBT
IN-1083146 | THANDALAI | 12.3602 | 78.7654 | S.no.245/8C, Thandalai North village, | TDLAI1 | Airtel | Tamil Nadu | GBT
IN-1083154 | KALLAKOLATHUR | 12.1359 | 79.6496 | Open Plot Of A.naminathan,s/o-arakkakirathi,no-1/8,new-11/1, Jain Street | KLKLT1 | Airtel | Tamil Nadu | GBT
IN-1083161 | Vadakoteppakkam | 11.9224 | 79.6054 | Mr.karunanithi,No:161,Alathur post,VadaKottipakkam,marrakkanam main road,thindivanam taluk,Ph:9381131471. | 5553 | Vodafone | Tamil Nadu | GBT
IN-1083178 | KILAPAKKAM | 12.1536 | 79.8601 | No:92/9, Main Road, Opp..Govt School, Kilpakkam,Omepur Post, Vannur Taluk,Brahamadesam via,Villupuram dis-604 302. | KILPM1 | Airtel | Tamil Nadu | GBT
IN-1083179 | VENGANDUR | 11.9904 | 79.4346 | Vengandur post,Villupuram taluk, | VNGDR1 | Airtel | Tamil Nadu | GBT
IN-1083192 | VIRANAMUR | 12.3345 | 79.5103 | C.Jeeva,s/oNatesan,Pillaiyar Kovil Street,Viranamur | VIRMR1 | Airtel | Tamil Nadu | GBT
IN-1083230 | NAMELI | 12.1367 | 79.5643 | Mr.S.Athi kasavalu,S/o-sekakurthy,Nameli village,Araiyur post | NMELI1 | Airtel | Tamil Nadu | GBT
IN-1083238 | RADHAPURAM | 11.9066 | 79.3459 | Mr.r.sivakumar, S/o:-ramasamy, Rettiar Street, Radhapuram Post, | RADPM1 | Airtel | Tamil Nadu | GBT
IN-1083240 | KARRANAI | 11 | 79 | Mr. Jaishankar , s/o kannan naidu, karanai post | KRRNI1 | Airtel | Tamil Nadu | GBT
IN-1083242 | MOOKKANUR | 12.2584 | 78.807 | Mr.K.Munaswami,S/0-Kannu Chettyar,Mookkanur post | MKNUR1 | Airtel | Tamil Nadu | GBT
IN-1083249 | MATTAPARAI | 12.7504 | 79.3833 | MR. R.BAKTHAVACHALAM, S/O RAMU, VINAYAGA KOVIL STREET, MATTAPARAI VILLAGE. | MATTA1 | Airtel | Tamil Nadu | GBT
IN-1083299 | ELUSEMBON | 12.3905 | 78.7647 | ELUSAMPOM VILLAGE, KANJANUR POST, VILLUPURAM | ELSMB1 | Airtel | Tamil Nadu | GBT
IN-1083319 | KOTTIYAMPUNDI | 12.4295 | 78.6953 | Mr.d.nagappan,s/o:-duraisamy,kottiyampundi Post,villupuram | KTMPD1 | Airtel | Tamil Nadu | GBT
IN-1083320 | CHINNAKOLLIYUR | 11.9646 | 78.9522 | Chinna Kolliyur, Periya Kolliyur post, | 5450 | Vodafone | Tamil Nadu | GBT
IN-1083397 | KAZHUMARAM | 12.1622 | 78.8222 | KAZUMARAM VILLAGE AND POST MAHALUPET-VIA | 5588 | Vodafone | Tamil Nadu | GBT
IN-1083429 | Kalsirunallur | 12.9072 | 79.3253 | Kumar, door No.66-a, annasalai, arcot-632503 M: 9442409581 | 5595 | Vodafone | Tamil Nadu | GBT
IN-1083432 | SOOLANKURICHI | 12.4589 | 78.5054 | 118G SANGARAPURAM MAIN ROAD SOOLANKURICHI | 5596 | Vodafone | Tamil Nadu | GBT
IN-1084874 | MODIYUR | 12.2326 | 79.4925 | MDIYR1A | MDIYR1 | Airtel | Tamil Nadu | GBT
IN-1085042 | GANGARAPALAYAM | 11.9224 | 79.6054 | Mr.A.Ravichandran , No:45,Malrasan Kuppam, Main Road, Gangarampalayam Post, Villupuram - 605108,9994507460 | 5417 | Vodafone | Tamil Nadu | GBT
IN-1085562 | V.SALAI | 12.0657 | 79.5484 | KANNAYIRAM, CHENNAI HIGHWAY, V.SALAI VILLAGE&POST, VIKKIRAVANDI, VILLUPURAM DT, 9364161202, 9789688384. | 3980 | Vodafone | Tamil Nadu | GBT
IN-1086046 | AVIYANUR | 11.8464 | 79.4739 | open plot of J.Karthigeyan, S/O-Jayaraman,no-4/1,South street, Aviyanur vil/Post,Annathur Via, Panruti Taluka, Cudalore dist-607101,no-935637837, 04142-247339 | AVNUR1 | Airtel | Tamil Nadu | GBT
IN-1086107 | MEL SEVUR | 12.2109 | 79.5207 | GOPALAKRISHNAN S/O KRISHNAMOORTHY NO1/116 MELSEVUR POST GINGEE TK | MLSVR1 | Airtel | Tamil Nadu | GBT
IN-1086126 | RATTIAPALAYAM | 11.8857 | 79.4919 | Mr.Sethararettiau,Rattiapalayam,Thirpachinoovr post,Villupuram district,PH:-04146-227169 | RATIM1 | Airtel | Tamil Nadu | GBT
IN-1086151 | VENGATADRIAGARAM | 11.8836 | 79.5502 | MRS.THAYALUMMAL,W/O:-T.KUPPAN,VILLIANUR ROAD,V.AGARAM POST,VILLUPURAM DISTRICT-605105,PH:-9942535158,04146-326375 | VNGAT1 | Airtel | Tamil Nadu | GBT
IN-1086693 | MAVALAVADI | 12.3697 | 79.6523 | PERUMAL,S/O.AMARAPATHY,MARIAMMANKOVIL St,MAVALAVADI(V)(P),VANDAVASI(Tk),T.V.MALAI(Dt),PIN:604 406,PH:9786242790(BALAMURUGAN). | MVLDI1 | Airtel | Tamil Nadu | GBT
IN-1086950 | THOTTAPADI | 11.6012 | 78.8836 | MR.RAMASAMY,S/O:-PERMAL PADAIYACHI,THOTTAPADI POST,NAYANARPALAYAM VIA,KALAKURACHI TALUK,VILLUPURAM DISTRICT-606301 | TTPDI1 | Airtel | Tamil Nadu | GBT
IN-1092726 | THENSIRUVALLUR | 11.7419 | 79.0769 | O.S.No:112/2A, N.S.No:133/2, No:1/139, then Siruvalur Post, Vannur Taluk, Villupuram Dist. | TNSVR1 | Airtel | Tamil Nadu | GBT
IN-1094493 | KOOTHANUR | 12.4233 | 78.5564 | VEERAMMAL,KOOTHANUR VILLAGE,ULLUNDURPET TK, VILLUPURAM DT 607201 | 5587 | Vodafone | Tamil Nadu | GBT
IN-1094962 | VIDOOR | 12.0711 | 79.6039 | SF.NO.153/4, DOOR NO:27,PERUMAL KOVIL | 5442 | Vodafone | Tamil Nadu | GBT
IN-1095447 | THIRUVAMPATTU | 12.183 | 79.4754 | S.No.13/5, situated at thiruvampattu village, Gingee | TRVMT1 | Airtel | Tamil Nadu | GBT
IN-1097411 | MELAPATHI | 11.8495 | 79.5835 | MELPATHI VILLAGE AND POST, | MLPTH1 | Airtel | Tamil Nadu | GBT
IN-1097417 | T KUNATHUR | 11.8977 | 79.2733 | T Kunathur Vill &Post, | TKNTR1 | Airtel | Tamil Nadu | GBT
IN-1097522 | NADUKUPPAM | 12.18 | 79.8801 | PUDUKADU STREET,NADU KUPPAM-VILL | NADPM1 | Airtel | Tamil Nadu | GBT
IN-1097672 | VADA KURUMBUR | 11.7674 | 79.2226 | No:207/2, North Street , VADA KURUMBUR | 5601 | Vodafone | Tamil Nadu | GBT
IN-1101197 | MUPPULI | 12.0873 | 79.3758 | MR.R.YOGANAND,1/69,MIDDLE STREET, MUPPULI VILLAGE,DINDIVANAM TALUK, VILLIUPURAM DIST-604 302-PH04145237338 | MPPLI1 | Airtel | Tamil Nadu | GBT
IN-1101725 | SEMADU | 12.7602 | 79.4852 | SEMEDU VLLAGE, ANNIYUR ROAD, VILLUPURAM DT | 5476 | Vodafone | Tamil Nadu | GBT
IN-1106416 | MANMALAI | 11.8286 | 78.8333 | MANMALAI POST KALLAKURUCHI VILLUPURAM DT | MNMLI1 | Airtel | Tamil Nadu | GBT
IN-1106453 | ILLODU | 12.3157 | 79.4249 | ILLODU VILLAGE AND POST, VILLUPURAM DISTRICT, GINGEE T.K 604210 | ILLDU1 | Airtel | Tamil Nadu | GBT
IN-1106454 | SINGANIKUPPAM | 12.726 | 79.3668 | SENGANI KUPPAM PILLAIYOAR KOIL SGTREET TINDIVANAM | SNGKM1 | Airtel | Tamil Nadu | GBT
IN-1106463 | EATHANIMILI | 12.3266 | 79.5333 | MR.P.MANIYARASU,S/O.PANDURANGA GOUNDER, EATHANIMILI, MELLATHI PAKKAM (PO), CHENJI (TK), DINDIVANAM, VILLUPURAM DISTRICT - 604207, PH:9486628996, 04145-208271 | ETMLI1 | Airtel | Tamil Nadu | GBT
IN-1106470 | ODIATHYUR | 12.2095 | 79.3647 | MARIYAMMAN KOVIL STREET, ODIYATHUR` | ODYTR1 | Airtel | Tamil Nadu | GBT
IN-1106483 | RAYARPALAYAM | 11.636 | 78.914 | Mr.Palaniayar pillai,S/o:-Suharamanian,Rayarpalayam,Pathanyur post,Kalakurachi taluk,Villupuram district-606201,PH:-9486985617 | RYPLM1 | Airtel | Tamil Nadu | GBT
IN-1106487 | THIMMUDIUR | 11.8964 | 79.1167 | PADIYANDHAL ROAD, MURUGAR TEMPLE (OPP), ARIYUR POST, THIRUKOVILUR TALUK, VILLUPURAM | TMCHR1 | Airtel | Tamil Nadu | GBT
IN-1106505 | AMMANAN PAKKAM | 12.3228 | 79.6481 | R.SHANKAR, S/O.TADHA KRISHNAN, 294.BAJANAI KOVIL STREET, AMMANAN PAKKAM VILLEGE, KODIYAN(PO), DINDIVANAM(TK), VILLUPURAM-604 207. PH.9442832942 | AMMKM1 | Airtel | Tamil Nadu | GBT
IN-1106507 | MATTIGAIKURICHI | 11.7526 | 78.9 | MR.M.K.GOVINDHASAMY PILLAI,S/O:-KARUTHA PILLAI,MATTIGAIKURICHI,AARVAPATTIAM POST,KALLAKURUCHI TALUK,VILLUPURAM,PH:-9486262011, 04145228292 | MTGKH1 | Airtel | Tamil Nadu | GBT
IN-1106523 | KUDHIRAICHENDAL | 11.7299 | 78.9163 | MR,KARUNANITHY, KUDHIRAICHENDAL,KALAKURCHI TK,VILLUPURAM, CELL:9994173074 | KDCDL1 | Airtel | Tamil Nadu | GBT
IN-1106525 | THALAVALAPATTU | 12.1656 | 79.5686 | K.VINAYAKAM NO 10/57 4TH STREET NEAR JOHNJOSEPH HOSPITAL JAYAPURAM, TINDIVANAM | TVPTU1 | Airtel | Tamil Nadu | GBT
IN-1106526 | THENSIRUVALLUR | 12.3042 | 79.612 | Mr,T,Rajendran,Thensiruvallur Post,Kallakurchi Tk,Villupuram, Ph:04151-320584 | TSVLR1 | Airtel | Tamil Nadu | GBT
IN-1106534 | PARIKKALPATTU | 12.102 | 79.65 | SELVAM, NO-50, PARIKKALPATTU VIL, PERAMBAKAM POST, VANNUR TALUK, VILUPURAM DIST, NO-9443537411 | PKPTU1 | Airtel | Tamil Nadu | GBT
IN-1106535 | PUVARASAMKUPAM | 12.7181 | 79.1944 | MR,PARAMASIVA UDAIR,PUVARASAMKUPAM,PERMAL KOVIL STREET,MOTCHAKULAM POST,VILLUPURAM,CELL:9942593134 | PURAS1 | Airtel | Tamil Nadu | GBT
IN-1106546 | AGOOR | 12.8768 | 78.7019 | S.BASKARAN,BALAMURUGAN,NO.19.SANSIVIRAYAMPET,7THSTREET,AVARAPAKKAM,TINDIVANAM.PIN-604001PH.9786598205 | AGOOR1 | Airtel | Tamil Nadu | GBT
IN-1106548 | SERTHANUR | 11.8694 | 79.5167 | Mr.ruthramoorthy,s/opoovarasu34,gangaist,serthanurpostvillupuramdist;605103ph;9843690364 | SRTNR1 | Airtel | Tamil Nadu | GBT
IN-1106556 | THOOTTIYAM | 11.6896 | 78.8888 | Mr,Ramasamy,Thoottiyam Post,Kallakurchi Tk,Villupuram, Cell:9245749524 | TTYAM1 | Airtel | Tamil Nadu | GBT
IN-1106580 | K. ALAMBULA | 11.7769 | 78.9222 | MR,T.RATHINA VEL,NADU STREET,K.ALAMBULA, SHANKARAPURAM TK,VILLUPURAM, CELL:9443787374 | KAMBM1 | Airtel | Tamil Nadu | GBT
IN-1106582 | KALLANATHAM | 11.669 | 78.815 | Mr.C.Arumagam,S/o:-Chinnasamy,Kallanatham,Pandikuppam post,Kalakurachi taluk,Villupuram district,PH:-9787365564,04151-267256 | KLNTM1 | Airtel | Tamil Nadu | GBT
IN-1106584 | SORTHUNUR | 12.5147 | 79.1289 | Mr.G.Rajalakshmi,S/o:-Govinda Palai,No:-1/12,Kovil street ,Sorthunur,Thaiyur post,Gingee taluk,Villuppuram district,PH:-9962298872,04145-297279(Devi) | SRTUR1 | Airtel | Tamil Nadu | GBT
IN-1106594 | SIRUVATHUR | 11.6337 | 78.9425 | Mr.T.Duraisamy,S/o:-Thiyage pillai,Main road,Siruvathur post,Chinnasalam via,Kallakuruchi taluk,Villupuram district,PH:-9442656969,04151-200046 | SRTHR1 | Airtel | Tamil Nadu | GBT
IN-1106595 | LATCHIYAM | 11.6621 | 78.95 | MR,ELUMALAI,LATCHYAM, THENTHORASALUR POSST,KALLAKURCHI,VILLUPURAM,CELL:9787388836 | LCYAM1 | Airtel | Tamil Nadu | GBT
IN-1106619 | PARIGAM | 11.7988 | 78.8169 | PAREGAM POST KACHERAPALAYAM KALLAKURICHI | PRGAM1 | Airtel | Tamil Nadu | GBT
IN-1106620 | PENNKAR | 12.3415 | 79.4333 | PENNAER POST & VILLAGE,GINGEE TK,VILLUPURAM DIST | PNGAR1 | Airtel | Tamil Nadu | GBT
IN-1106623 | JAMPOTHI | 12.2173 | 79.4333 | THIRUVAMPATTU MAIN ROAD, JAMPOTHI | JMBTI1 | Airtel | Tamil Nadu | GBT
IN-1106639 | SIVALAPUR | 12.2873 | 79.3606 | Mr,Sundarmurthi,Sivalapuri Post,Gingee Tk,Villupuram,Cell:9367185204 | SVLPI1 | Airtel | Tamil Nadu | GBT
IN-1106642 | SOUNDHAMPADI | 11.7637 | 78.9461 | MR,SUBARAMINAM,MO VANACHUR,SOUNDHAMPADI,SOUNDHAMPADI POST,KATACHAPURAM,VILLUPURAM,CELL:9360698438 | MVCHR1 | Airtel | Tamil Nadu | GBT
IN-1106648 | ULAGIYANALLUR | 11.6196 | 78.9667 | MR,ELUMALAI,LATCHYAM, THENTHORASALUR POSST,KALLAKURCHI,VILLUPURAM,CELL:9787388836 | UGNLR1 | Airtel | Tamil Nadu | GBT
IN-1106662 | THIRUCHAPATTU | 11.9403 | 79.1366 | Mr,Visvanathan,Thiruchapattu,Thirupalapanthal Post,Tirukovilur Tk,Villupuram, Ph:04153-292299 | TRCPT1 | Airtel | Tamil Nadu | GBT
IN-1106671 | NEDUMUDIYAN | 11.9191 | 79.15 | Mr,Kannan,Nedumudiyan, Vengur Post,Tirukovilur Tk,Villupuram, Cell:9865560328 | NDMYN1 | Airtel | Tamil Nadu | GBT
IN-1106706 | KEEL MAVILANGAI | 12.3265 | 79.6 | T.KASI KANNU, S.F.NO.26-15.KEEL MAVILANGAI(PO), DINDIVANAM(TK), VILLUPURAM(DT)-604 207. PH.94486629110,. | KLMVG1 | Airtel | Tamil Nadu | GBT
IN-1106712 | THENGIYA NETHAM | 11.7212 | 78.8684 | Mr,Srineevasan,Thengiya Netham Post,Kallakurchi Tk,Villupuram, Cell:9245934045 | TGYTM1 | Airtel | Tamil Nadu | GBT
IN-1106753 | PALLAPATTU | 12.347 | 79.2847 | Mr,Sivakumar,Pallapattu Post,Gingee Tk,Villupuram, Cell;9245216007 | PAPTU1 | Airtel | Tamil Nadu | GBT
IN-1106760 | KARASANGAL | 12.3375 | 79.7437 | 68,MAIN ROAD,KARASANGAL & POST,MATHURANTHAGAM,KANCHIPURAM | KSNGL1 | Airtel | Tamil Nadu | GBT
IN-1106771 | SHASAMUTHIRAM | 11.8394 | 78.8833 | RAJA STREET,NADUMANUR POST,SHANKARAPURAM TK,VILLUPURAM | SSMDM1 | Airtel | Tamil Nadu | GBT
IN-1106788 | EYYAKUNAM | 12.3102 | 79.3462 | EYAKUNAM VILLAGE,SAVALAPOORI POST,GINGEE TK,VILLUPURAM DIST | EYKNM1 | Airtel | Tamil Nadu | GBT
IN-1106809 | ATTIYUR | 12.0442 | 79.3713 | A.T.Subramaniyam,s/o:Thiruvenkatem,Metu St..,Attiyur Thirukkai ,Villupuram Ph No-9786866053 | ATIYR1 | Airtel | Tamil Nadu | GBT
IN-1106827 | ESALAM | 12.1125 | 79.5 | Ramalingam,s/o: Anthamuthu,Esalam(vill),Premadesam(po),Villupuram | ESLAM1 | Airtel | Tamil Nadu | GBT
IN-1106831 | KOMALUR | 11.8869 | 79.0833 | KOMALUR,KOMULAR(PO) THIRUKOVILUR (TK) VILLUPPURAM (DT) | KOMLR1 | Airtel | Tamil Nadu | GBT
IN-1106843 | MAIYANUR | 11.8773 | 79 | MAIYANUR (PO) SANGARAPURAM(TK) VILLUPURAM(DT) | MTNUR1 | Airtel | Tamil Nadu | GBT
IN-1106851 | VILAMBUR | 11.9828 | 79.4179 | G.KUMAR,S/O: GANESHA UDAIYAR,SOUTH ST.,VILAMBUR (PO),KALLAKURICH(TK)I,VILLUPURAM-601304 PH NO-9976551311 | VIMBR1 | Airtel | Tamil Nadu | GBT
IN-1106858 | PILLYER KOVI STREET,V-MATTUR | 11.9675 | 79.605 | MR,GAJENDRAN,PILLYER KOVI STREET,V-MATTUR POST,VILLUPURAM,CELL:9994471979 | MAHUR1 | Airtel | Tamil Nadu | GBT
IN-1106862 | TIRUKKUNANGUR | 11.8053 | 78.9129 | M,Kaligasamy,Tirukkunangur, Alathur Post, Shankarpuram Tk, Villupuram, Cell:9962328979 | TKGNR1 | Airtel | Tamil Nadu | GBT
IN-1106877 | KURAL VILLAGE | 11.5665 | 78.8561 | Mr,Samynathan,Kural Village,Pakkampadi Post,Kallakurchi Tk,Villupuram, Cell;9486592210 | KURAL1 | Airtel | Tamil Nadu | GBT
IN-1106911 | KARAI | 12.1539 | 79.4108 | Sakthivel,s/o: Kuppam,Karai(po),Gingee(tk),Villupuram-605201 Ph No-9784226518 | KAARI1 | Airtel | Tamil Nadu | GBT
IN-1106915 | OGAIYUR | 11.6283 | 79.0365 | SAMY DURAI,S.OGAIYUR(PO),KALAKURICHI(TK),VILLUPURAM-606204 PH NO-9786904893 | OGYUR1 | Airtel | Tamil Nadu | GBT
IN-1106918 | AYAANDUR | 12.9356 | 79.3196 | Angamuthu,s/o pavadai kounder ,Ayaandur(po),Tirukoyilur Villupuram Dist ph: 9994538580 | AYNDR1 | Airtel | Tamil Nadu | GBT
IN-1106945 | KULATHUR | 11.8978 | 78.9428 | Arunachalam,s/o: Seetha ram,Kulathur(po),Sankarapuram(tk),Villupuram-606202 Ph no.-9486628301 | KATHR1 | Airtel | Tamil Nadu | GBT
IN-1106949 | KANNAKKANKUPPAM | 12.151 | 79.33 | MAYANAPATHAI ROAD, KANAKANKUPPAM | KNKKM1 | Airtel | Tamil Nadu | GBT
IN-1106975 | KUYAVANKADDUVATTI | 12.2944 | 79.6555 | MR.R.KALIYAPERUMAL,S/O-RENGANATHAN,SOUTH STREET,KUYAVANKADDUVATTI(VILLAGE),MAMBALAPATTU(POST),THIRUKOVILUR(TK.),VILLUPURAM DT. PH.:9887724823 | KYNDT1 | Airtel | Tamil Nadu | GBT
IN-1106976 | DEVADANAMPETTA | 12.1818 | 79.3358 | MAZHAVANTHANGAL MAIN ROAD, ALAMPOONDI | DEVAD1 | Airtel | Tamil Nadu | GBT
IN-1106981 | MOOLAKKADU | 11.9851 | 78.8443 | MR.S.SAMPATH,S/0-SUPRAYA KOUNDER,MOOLAKKADU,RANGANPANUR POST,SANKARAPURAM TALUK,VILLUPURAM DISTRICT,PH:-04151209217, 9626329847 | 5842 | Airtel | Tamil Nadu | GBT
IN-1106982 | KARUVACHI | 12.0717 | 79.3476 | ESWARAN KOIL ST, VILLUPURAM TK | KRVCH1 | Airtel | Tamil Nadu | GBT
IN-1106984 | S.KUNNIYUR | 11.7728 | 79.112 | RAJI,S.KUNNIYUR VILLAGE KALLAKURICHI TK, VILLUPPURAM | KUNNI1 | Airtel | Tamil Nadu | GBT
IN-1107001 | ANANGUR | 12.9412 | 78.8665 | MR. PALANIVEL S/O SAMIKANNU, NORTH ST, ANANGUR POST, VILLUPURAM DIST PH:9942853171 | ANNUR1 | Airtel | Tamil Nadu | GBT
IN-1107009 | ELAVADI | 11.6391 | 78.8254 | MR,VEERARAJ,ELAVADI,MUNGALAIPADI POST,KALLAKURCHI TK,VILLUPURAM, CELL:994743659 | ELVDI1 | Airtel | Tamil Nadu | GBT
IN-1107027 | MELAKALAVAI | 12.2758 | 79.4351 | MELKALAVAI POST, GINGEE T.K, VILLUPURAM DISTRICT 604605 | MLKLY1 | Airtel | Tamil Nadu | GBT
IN-1107028 | THANNAMPATTU | 12.1724 | 79.3868 | Mr,V.Sakkaravarthi,Thannampattu,Aathiyur Post,Gingee Tk,Villupuram, Cell:9486433250 | TCMPT1 | Airtel | Tamil Nadu | GBT
IN-1107067 | KUVAGAM | 12.8773 | 78.9865 | MRS. CHINDAMANI, W/O CHAKKARAI, KUVAGAM VILLAGE, ULUNDURPET TK, VILLUPURAM DT, 9344810038 | 2928 | Vodafone | Tamil Nadu | GBT
IN-1109768 | ADANUAR | 12.0131 | 79.4522 | REDDIAN STREET ADANUR POST VILLUPURAM TK | ADNAU1 | Airtel | Tamil Nadu | GBT
IN-1109802 | KALLAPULIYUR | 12.2403 | 79.2798 | KALLAPPULAR POST & VILLAGE,VILLUPURAM | KALLP1 | Airtel | Tamil Nadu | GBT
IN-1109806 | MULLUR | 12.8482 | 79.2227 | Smt.Sumathi, W/O.Jaishankar, No:4/145, Othiathur Village, Othiathoor Post, Villupuram Dist. Ph No :04153-267276 | MULLR1 | Airtel | Tamil Nadu | GBT
IN-1109822 | SITHALINGAMADAM | 11.9323 | 79.279 | MR.BASKARAN, WEST STREET, SITHALINGAMADAM, THIRUKOVILUR POST AND TALUK, VILLUPURAM DISTRICT. PH-9486681034 | STLMM1 | Airtel | Tamil Nadu | GBT
IN-1109836 | AVI. KOLAPAKKAM | 11.9344 | 79.2329 | Mr.R.Palani,avi.kolapakkam,thirukovilur Taluk,villupuram District-605257,ph:-04153-294424 Chinna Duari | AVKLM1 | Airtel | Tamil Nadu | GBT
IN-1110061 | KATTUPAIYUR | 11.9083 | 79.2308 | SCHOOL STREET, KATTUPAIYUR OST, THIRUKOVILUR TALUK, VILLUPURAM DIST | KTPUR1 | Airtel | Tamil Nadu | GBT
IN-1110075 | VADAMAMANTHUR | 12.0032 | 79.0029 | MR.D.SAKKARAI S/o.DURAISAMY 94/2B VADAMAMANTHUR VILLAGE POST SANKARAPURAM TK VILLUPURAM DT | VDNDR1 | Airtel | Tamil Nadu | GBT
IN-1110077 | AGARAKOTTALAM | 12.4979 | 79.4056 | MR.C.KANNAN S.NO 40/7 AGARAKOTTALAM VILLAGE THANDALAI (P O) SANKARPURAM (T.K) VILLUPURAM (D.T) PH: 9790824330 | AGARA1 | Airtel | Tamil Nadu | GBT
IN-1110137 | MANDAKAMEDU | 12.074 | 79.5514 | PONNUSAMY MAHADAMADU POST THIRUVEKILLUR ROAD THIRUKOVILUR TK | 1236 | Vodafone | Tamil Nadu | GBT
IN-1110157 | AGARAM CITHAMOOR | 11.9828 | 79.4179 | C.VADIVELU, S/O K.S.SANTHANAKOUNDER, RS AGARAM CITHAMOOR, VARAMBAGARAM (PO), VILUPURAM-DIST. PH-9843459349 | 1052 | Vodafone | Tamil Nadu | GBT
IN-1110158 | SIRUMADURAI | 12.9514 | 79.1375 | S.No:161/18, RAVINDRAN S/O SUBRAMANIAN, EAST STREET, SIRUMADURAI (PO), & VILL, THIRUKOVILUR TK.? VILUPURAM-DIST. 9940137947 / 9976284579 | 909 | Vodafone | Tamil Nadu | GBT
IN-1110161 | ENANDIMANGALAM | 12.1837 | 78.8662 | RAJKUMART.T.LLUR ROAD EATHIMAGALAM POST THIRUKOVILUR | 900 | Vodafone | Tamil Nadu | GBT
IN-1111699 | SIRUDAMUR | 12.331 | 79.6923 | PALLATH ST, SIRUTHAMOOR AND POST, MATHURANTHAGAM TK, KANCHIPURAM DT | SRDMR1 | Airtel | Tamil Nadu | GBT
IN-1111716 | EMAPPUR | 11.8782 | 79.3855 | S.no.101/1B, & 101/1c, Emappur post, Thiruvennainallur via, Thirukovilur taluk, Villupuram dist-607 203 | EMPUR1 | Airtel | Tamil Nadu | GBT
IN-1113050 | VIRAGAUR | 12.0657 | 79.5484 | PALANIVEL,THRUGM ROAD VIRUGAVAR, KALLAKURICHI | 5605 | Vodafone | Tamil Nadu | GBT
IN-1113434 | KEELA THAGANUR | 11.9188 | 79.1876 | VENMAR KALANI BACK SIDE,KILLATHALANUR (PO) THIRUKOVILUR(TK) VILLUPPURAM(DT) | 5582 | Vodafone | Tamil Nadu | GBT
IN-1113678 | VILAKKUR | 12.4144 | 79.1442 | S.F.No:78/2, Vilakkur Post , Kallakurichi Taluk, Vilupuram - 606206, | 4451 | Vodafone | Tamil Nadu | GBT
IN-1114052 | KKC ANNA NAGAR | 11.7291 | 78.961 | R.Rani, W/o.Mr.Ramadoss, SF No: 288/21, rajambaal nagar, kallakurichi village, kallakurichi tk, villupuram dt - 606 202 | 5127 | Vodafone | Tamil Nadu | GBT
IN-1114957 | KILAMANUR | 12.25 | 79.787 | MR.R.RANGARAJULU S/O.MR.RAMACHANDRAN,S.NO.25/6 NO.63, KIL MANNUR,ACHIPAKKAM, THINDIVANAM TALUK, VILLUPURAM DISTRICT - 604 101 | KLMNR1 | Airtel | Tamil Nadu | GBT
IN-1116962 | EADACHERRI | 12.1097 | 79.7928 | MR.G.KASIRASU,S/O.GANAPATHY,SF.NO.31/13,PILLAIYAR KOVIL STREET,EDACHERI,VANUR TALUK,VILLIPURAM DIST.-604154.PH:93455-44432 | EDCHR1 | Airtel | Tamil Nadu | GBT
IN-1117552 | AKKADAVALI | 11.842 | 79.5206 | Open Plot Of K.Veerakannu, S/O-Kattayagounder,No-1/55,South Street,Akkadavali Vil/Post, Panruti Taluka, Cudalore-607205,No-9943266397, 04142-248267 | AKDVI1 | Airtel | Tamil Nadu | GBT
IN-1117563 | PULIYUR | 12.7346 | 79.3409 | NEIKUPPAM VILLAGE TINDIVANAM TK, VILLUPURAM DISTRICT | PLIYR1 | Airtel | Tamil Nadu | GBT
IN-1117564 | PALIKULAM | 12.2948 | 79.5256 | Mr.V. Ezhumalai, Survey No;34/5, Situated At Nadu Street, Pallikulam, Pallikulam Post, Gingee Taluk, Villupuram District - 604203 | PALKM1 | Airtel | Tamil Nadu | GBT
IN-1117568 | SATHIYAVADI | 12.3569 | 79.6281 | SATHYAVADI VILLAGE VANDAVASI TK, THIRUVANNAMALAI DISTRICT | SATHI1 | Airtel | Tamil Nadu | GBT
IN-1121609 | PAMPUNDI | 12.0203 | 79.327 | Mr Dhanasekhar, S/O-Ragava Gounder, no-117, Metu street, Pampundi Vil, Thindivanam Taluk, Vilupuram Dist, no-9787413727 | PMPND1 | Airtel | Tamil Nadu | GBT
IN-1121674 | Kadayam | 11.9384 | 78.9212 | KADAYAM(VILL)WALLAPALAYAM(PO) VILLUPURAM(DT) | KDYAM1 | Airtel | Tamil Nadu | GBT
IN-1123859 | ALANKUPPAM | 12.145 | 79.1502 | ALAPM1A | ALAPM1 | Airtel | Tamil Nadu | GBT
IN-1124145 | VELANDHAI | 11.9831 | 79.1556 | MR.SHARMA, S/O.JAISHANKAR, VELANTHAI POST, THIRUKOILUR TK, VILLUPURAM DISTRICT,PH:9787361198 | VLNDH1 | Airtel | Tamil Nadu | GBT
IN-1124267 | VENGUR | 12.6992 | 79.4519 | Mr.m.marimuthu,3/16,north Street,vengur Post,,thirukovilur Taluk,villupuram District,ph:-04153-211050,cell:-9965891965 | VNGUR1 | Airtel | Tamil Nadu | GBT
IN-1124356 | Devapandalam | 11.8948 | 78.9283 | N.S.RAMALINGAM PILLAI(NATTAR),NADU STREET,DEVAPANDALAM,SANKARAPURAM(TK),VILLUPURAM(DT)-606401.04151 235309 | 4314 | Vodafone | Tamil Nadu | GBT
IN-1124516 | THOLUVANTHANGAL | 11.9435 | 78.9717 | S.No.112/15A, Kanakadu road, Poluvanthangal village & Post, Sangarapuram Taluk, villupuram Dist-601 805. | 4315 | Vodafone | Tamil Nadu | GBT
IN-1125416 | VOC NAGER BSC | 11.1201 | 77.328 | K.UMARANI, W/O.KANDHASAMY, NO.131D/1B,V.O.C.GAR, KALLAKURICHI, VILLUPURAM-606 202. PH.9994990606. | 2550 | Vodafone | Tamil Nadu | GBT
IN-1127310 | ALAGRAMAM | 12.1659 | 79.5705 | P.THANDAVARAYAN NO19/3 NADU AGRAGARAM STREET ALAGRAMAM | ALGRM1 | Airtel | Tamil Nadu | GBT
IN-1127314 | ASUR | 12.0594 | 79.5099 | MR.V.SUBRAMANIYAN, S/O.VARADHARAJU, S.NO.303/2,2A, | ASURA1 | Airtel | Tamil Nadu | GBT
IN-1127714 | DEVANADHA SAMY NAGAR | 11.9342 | 79.5269 | R.Sangararaman,S/o,R.Ramadass,479,Devanathasamy Nagar,East Pondi Road,Vilupuram-605602,Ph-94422-45584 | 4195 | Vodafone | Tamil Nadu | RT Tower
IN-1127768 | VALAVANUR | 11.9214 | 79.5729 | M.Tamilarasi, W/o.S.Murugan, SF No: 78/2, balaji nagar, kumara kuppam, valavanur post, villupuram tk, villupuram dt-605108, 98415-99835, 0414-623185 | VLNR2 | Airtel | Tamil Nadu | GBT
IN-1127887 | KONGARAPALAYAM | 12.5061 | 79.223 | S.No:122/1A, J.Ponnuthai,W/o,John Loganathan,Kongarapalayam Post,Kallakurichi Taluk,Vilupuram-606203,Ph-97871-70687 | 4189 | Vodafone | Tamil Nadu | GBT
IN-1127888 | Cherumangalam | 12.7294 | 79.4061 | Mr.K.Ganesan ,Kuppam moopare,cherumangalam,Kallakurichi tk,villupuram-606804,ph-9787068735. | 4188 | Vodafone | Tamil Nadu | GBT
IN-1127961 | KUMARAKUPPAM KALANI | 12.8018 | 79.4597 | S.Peruma,W/o,Selvaraj,19/A,Mariyamman Koil Street,Kumarakuppam Colony,Valavanur Post,Vilupuram Taluk & District-605108,Ph-99947-47485 ,98944-18445 | 4132 | Vodafone | Tamil Nadu | GBT
IN-1128012 | CHINNASELAM | 11.9232 | 79.5829 | S.Mathuram,S/o,Sakkarapani,Amsakulam opposite,Maligai Kadai,Chinna Salem,Vilupuram-606201,Ph-99949-16081 | 4087 | Vodafone | Tamil Nadu | GBT
IN-1128416 | THINDIVANAM MAILAM ROAD | 12.2228 | 79.6482 | MR.VIVEKANANDHAN, MAILAM ROAD, DINDIVANAM, VILLUPURAM, 99923-90890, 04147-228390 | 2069 | Vodafone | Tamil Nadu | GBT
IN-1128417 | BRAHMADESAM | 12.2014 | 79.7668 | MARAKANAM MAIN ROAD,BRAHMADESAM,VELLAKULAM POST | 2354 | Vodafone | Tamil Nadu | GBT
IN-1128428 | TIRUVAKKARAI | 12.4506 | 78.5727 | R.PALANI PANDITHAR,S/O.RAGUVA PANDITHAR, 1/167, | 2729 | Vodafone | Tamil Nadu | GBT
IN-1128434 | MADHAMPUNDI | 11.9363 | 79.0804 | JAYAKUMAR, MADAMPUNDI CROSS ROAD | 2937 | Vodafone | Tamil Nadu | GBT
IN-1129658 | V.PUDUPALAYAM | 11.7306 | 78.9614 | Mr.B.RAMESH,ANJANEYA KOIL ST,V.PUDUPALAYAM,KEDAR(PO),VILUPURAM TLK& DIST,PIN:605402,CELL:9843610969,9894352780 | 4241 | Vodafone | Tamil Nadu | GBT
IN-1129680 | Vengathur | 12.2166 | 79.5533 | Mr.K.Ramakrishnan, SF No: 317/12, 13, No:18, Main road, Vengathur post, Tindivanam TK, Villupuram - 604 306, 9994472397, 96261-14302 | 4267 | Vodafone | Tamil Nadu | GBT
IN-1129684 | KOODUSETIPLM | 12.0185 | 79.0954 | R.Purushothaman,S/o,Renu Naidu,Chithapattinam Village,Manmalurpettai Main Road,Perumanam Street,Manmalur Pettai,Thirukovilur Taluk,Vilupuram-605754,Ph-99762-56815 | 4349 | Vodafone | Tamil Nadu | GBT
IN-1130105 | PARANIJIYUR | 12.6418 | 79.4372 | V.Rajaram,S/o,Venkada Chettiyar,Thenmudiyanur Road,Thandarampet Post & Taluk,Thiruvannamalai -606707,Ph-98942-69513,94862-38812 | 3259 | Vodafone | Tamil Nadu | GBT
IN-1134532 | KADAGAM | 12.054 | 79.1723 | KADAGAMAN (PO&VILL) THIRUVANNAMALAI (TK&DT) | KADAG1 | Airtel | Tamil Nadu | GBT
IN-1134969 | MURARPALAYAM | 12.177 | 79.8148 | Mr.P.Nagarajan, Mr.P.Selvaraju, SF No: 156/3, Rice mill, Marurpalayam post, Sankarapuram Main road, Sankarapuram TK, Villupuram DT, 9943265831, 04151-230311 | 1699 | Vodafone | Tamil Nadu | GBT
IN-1134971 | NAGALKUDI | 11.9427 | 79.0033 | M.Ramasamy s/o muthusamy nagalkudi ariyalur(po) sangarapuram(tk) viluppuram(dt) ph 9787930954 | 1723 | Vodafone | Tamil Nadu | GBT
IN-1135659 | ECHOOR | 12.3186 | 79.4558 | ECHUR VILLAGE AND POST,VILLUPURAM DIST | ECHUR1 | Airtel | Tamil Nadu | GBT
IN-1137652 | VL RAILWAY JUNCTION | 12.6768 | 79.2871 | Mr.N.Rajan, S/o. Nanjundeswaran, SF No: 416/3, No:35-C, Gurusamy pillai street, Villupuram DT - 605 602, 94438-16134 | 1550 | Vodafone | Tamil Nadu | RT Tower
IN-1138903 | Perumakal | 12.1939 | 79.7385 | A. ABDUL HIMEED, S/O. ASSAIN KHAN, T. NALLALAM VILLAGE, PERUMUKKAL (POST), THINDIVANAM, VILLUPURAM - 605 004 PH: 9843962256,9541322353 | PLMKL1 | Airtel | Tamil Nadu | GBT
IN-1230931 | NOLAMBUR | 13.0253 | 79.1773 | PILLAIYAR KOVIL STR | NOLBR1 | Airtel | Tamil Nadu | GBT
IN-1231894 | PANGALATHUR | 11.8465 | 78.8531 | EGAMBARAM,27 METTU STREET,PANGALATHUR,DINDIVANAM(tk),VILLUPURAM-604101.PH:9786125145, 04147-231263,292616. | 7197 | Vodafone | Tamil Nadu | GBT
IN-1232060 | CHOOLAMPATTU | 11.8437 | 78.9219 | CMPTU1 ,INFRATEL, Mr,S.R.Raja,Choolampattu, Shanka | CMPTU1 | Airtel | Tamil Nadu | GBT
IN-1232242 | PERIYAGANDAL | 11.902 | 79.0197 | PYGDL1 ,INFRATEL ,Mr.P.Varathan,S/0-Patchai,Periya | PYGDL1 | Airtel | Tamil Nadu | GBT
IN-1232248 | SEMEDU | 12.2403 | 79.2798 | SEED2, MR.P.VARALAKSHMI,SF.NO.41/2,,NO.2/37,MAIN R | SEED2 | Airtel | Tamil Nadu | GBT
IN-1233220 | KALATHAMBATTU | 12.7746 | 79.0835 | P.Babu, S/o.Mr.Pachiya gounder, SF No: 118/5, Kallathampattu village, gingee TK, villupuram DT, 97873-64813 | 7250 | Vodafone | Tamil Nadu | GBT
IN-1233227 | Kallakurichi | 11.7349 | 78.9644 | Mr.Nagavengatesa Prasath,KTINR1, SF No. 199/4, D.No.34, Land Opp to Church, Near Mahalakshmi Theatre, Sundara vinayagar street, Kallakuruchi TK, Villupuram District | KLKC6 | Airtel | Tamil Nadu | GBT
IN-1234997 | KALLIPATTU | 11.8775 | 78.8326 | A.Periyasamy, S/o.Mr.Arumugapillai, SF No: 197/2, Amman kovil street, Kallipattu village, pudhupalampattu post, Sankarapuram TK, Villupuram DT - 606 207, 98422-63162 | 7151 | Vodafone | Tamil Nadu | GBT
IN-1235026 | KARATTAI | 12.1305 | 79.8208 | Mrs.R.Kanagammal, W/o. Ramu, Mrs.R.Kuppu ammal, W/o.Ramu, SF No: 67/7, karattai village, vannur tk, villupuram dt-605111, 98658-59406 | 7203 | Vodafone | Tamil Nadu | GBT
IN-1235041 | NETTIYUR | 12.2184 | 79.6046 | MACHA GANDHI, W/O SOUNDARAJAN,235 PUDHU COLONY STREET, MUTTIYUR,DINDIVANAM-600402. PH:9843997507,9840941965 | 7200 | Vodafone | Tamil Nadu | GBT
IN-1240769 | SIRUVANDHADU | 11.8717 | 79.5812 | S.No:1/122, Mudhaliyar Street, Mochakulam Village, Chiruvandhadu, Villupuram Taluk & Dist-105. | SRVDD1 | Airtel | Tamil Nadu | GBT
IN-1244478 | KK.ROAD | 11.9382 | 79.4931 | KK road, more shop upstairs,Villupuram | VLRM20 | Airtel | Tamil Nadu | RT Tower
IN-1244565 | COLLECTOR OFFICE | 11.9315 | 79.4847 | OPP TO NEW BUS STAND,VILLUPURAM , Tamilnadu 605602. | VLRM21 | Airtel | Tamil Nadu | RT Tower
IN-1245757 | KANDAMPAKKAM | 11.9012 | 79.4495 | Mr.R.Seetharaman, S/o.Mr.Ramalingam, SF No:165/2A & 2B, pillaiyar koil street, kandampakkam, villupuram tk, Villupuram DT-605401, 9894557353 | 7790 | Vodafone | Tamil Nadu | GBT
IN-1246207 | VIRATIKUPPAM | 12.0414 | 79.5427 | NO.22/23,NADU CHETTY STREET, | VKVDI2 | Airtel | Tamil Nadu | GBT
IN-1246388 | Gidangal | 12.225 | 79.645 | Mr.V.Rajeswari, W/o.T.Vijayarangam, S.F.No.272/1B2, No.28/44, M.K.M.Street, Gidangal, Dindivanam TK, Villupuram District.604002. | TIVM8 | Airtel | Tamil Nadu | GBT
IN-1248084 | Kallakurichi | 11.7384 | 78.9642 | Mr.P.Subramaniyan, S/o.Mr.Periyasamy, Old Survey no:293/1B, New SF No:293/2, No:65/1, Cutcherry road, Navaneetham lathe works, Kallakurichi, Near Bus stand, Villupuram DT-606202, 94434-22612 / | KLKC1 | Airtel | Tamil Nadu | RT Tower
IN-1251739 | Kapianpuliyur | 11.9764 | 79.5378 | Mrs.K.Padmavathy, W/o.Kannan, S.F.No.236/4,7B,8A,8B,8C D.NO.12, Main Road, Kappiyampuliyur Post, Villupuram TK, Villupuram District 605 601.Ph.98424-36247, | KPLYR1 | Airtel | Tamil Nadu | GBT
IN-1251904 | Kollar | 12.2457 | 79.595 | Mrs.N.Gandhimathi, W/o.N.Natesan, S.F.No.68/5 & 68/6, D.No.7 Main Road, Opp to High School, Kollar Post, Dindivanam TK, Villupuram 604 206. | KOLAR1 | Airtel | Tamil Nadu | GBT
IN-1251905 | Konoor | 11.9399 | 79.4106 | R.Venkatachalam, S/o.Ramasamy chettiyar, SF No:260/10, near Door no:2/46, mettu street, konur post, Villupuram DT-605602, | KONOR1 | Airtel | Tamil Nadu | GBT
IN-1251911 | saram | 12.2811 | 79.7088 | Mr.L.Durai, S/o.Lakshmipathy Reddiar,S.F.No.276/2, D.No.50, G.S.T.Road, Rice Mill, Saram Post, Dindivanam TK, Villupuram 604 307. | SARAM1 | Airtel | Tamil Nadu | GBT
IN-1251973 | Vedur | 12.0681 | 79.5966 | Mr.D.Sudakar, S/o.Dhatchinamoorthy, S.F.No.178/11, Siruvai Main Road, Veedur Post, Vannur TK, Villupuram 605 652. | VEDUR1 | Airtel | Tamil Nadu | GBT
IN-1253051 | Periyamampattu | 11.7313 | 79.0966 | A/13, 3RD STREET, GANDHI NAGAR, | PRMTU1 | Airtel | Tamil Nadu | GBT
IN-1253052 | Pirathimangalam | 11.7379 | 79.0493 | Mr.K.Velayutham, S/o.Mr.Kuppusamy, SF No:173/10, NH main road, Pirithivimangalam village and post, Kallakurichi tk, Villupuram Dt-606206, 9360502306. | PMGLM1 | Airtel | Tamil Nadu | GBT
IN-1253332 | Neelamangalam | 11.736 | 78.9917 | Mr.Natesan,Neelamangalam and Post,Kallakuruchi T.K,Villupuram-606202.9976227427. | NLMGM1 | Airtel | Tamil Nadu | GBT
IN-1253346 | Kaniyamoor | 11.6586 | 78.8988 | 731, KATTUKOTTAI SOUTH, | KNYMR1 | Airtel | Tamil Nadu | GBT
IN-1254303 | Thalurtali | 12.0938 | 79.6409 | 64,PONDY MAIN ROAD,THAZHUDALI PO, | TRTLI1 | Airtel | Tamil Nadu | GBT
IN-1257601 | Uppuvelur | 12.13 | 79.7956 | D.Sivakumar,1/168, Pillayar Koil Street, Uppu Pettai Street, Uppu Vellore Post, Villupuram 604 154.Ph.65009-15007. | 7796 | Vodafone | Tamil Nadu | GBT
IN-1264330 | Nagar | 12.2435 | 79.8412 | SF No129/1, Nagar Village Erikarai Street,Thindivanam TK Villupuram Dt pin 604301 | NAAGR1 | Airtel | Tamil Nadu | GBT
IN-1264337 | PAVUNJIPATTU | 11.9986 | 78.913 | NO 310 Brammakundam Main road pavunjipattu Sankarapuram Tk villupuram Dt pin 605702 | PAVUN1 | Airtel | Tamil Nadu | GBT
IN-1264706 | V.R.S. COLLEGE | 11.8164 | 79.4189 | Mr Rajenthiran S/O Masilamani Arasur Trichy to Chennai NH Opposit to JCB company Villupuram Pin 607107 7639813330/ 7639813135 | VRSCL1 | Airtel | Tamil Nadu | GBT
IN-1265273 | MAYILAM | 12.1143 | 79.6185 | Plot No 5/6 Sri venkateswara Nagar then alapakkam rd mylam post thindivanamtk villupuramdt 604304 | MILMC1 | Airtel | Tamil Nadu | GBT
IN-1265495 | SHOLAVANDIPURAM | 11.8699 | 79.1245 | Mr.K.Arumugamudaliar, s/o Palani Mudaliar, sKandasamy nagar nagar , sholavandipuram post, ariyur via, thirukoilur taluk, villupuram district-605751, cell:9943793590 | SLDPM1 | Airtel | Tamil Nadu | GBT
IN-1265496 | Govindasamy College | 12.2588 | 79.6556 | K.RAMASAMI S/O.KRISHNAN,NO.2,PILLAYAR KOVIL STREET,AYYANTHOPU,KAMARAJ NAGAR,TINDIVANAM TK,VILUPURAM DIST. PH.9994649688 | GDSMC1 | Airtel | Tamil Nadu | GBT
IN-1265500 | Koochikolathur | 12.3152 | 79.748 | V Sivaprakasam s/o Vadivelu mudaliar Koocho kolathur village Ongur Post thindivanam taluk Villupuram District-604307 | KCKTR1 | Airtel | Tamil Nadu | GBT
IN-1269164 | Pallagacheri | 11.7734 | 79.0441 | K.Vijayan, S/o.Karupakounder, Plot no:8 and 9, Old SF No:95/12A, New SF No:95/12A1, Pallagacheri village and post, Sankarapuram tk, Villupuram DT, 9786713964 | PALLG1 | Airtel | Tamil Nadu | GBT
IN-1269187 | VLPRM - Bypass | 11.9453 | 79.4701 | A.KAMALAKANNAN and A.KRISHNAMOORTHY S/O ANNAMALAI VINAYAGAR KOVIL ST VIRATTIKUPPAM VILLAGE NANNADU POST VILLUPURAM TK and DT. PH.9943378018 | VLRM29 | Airtel | Tamil Nadu | GBT
IN-1269206 | Sorratuperiyakuppam | 12.2131 | 79.3019 | A.Mustafa, A.Adam, A.Aleem, S/o.Syed Ameed Sahib, Sorataperiyankuppam village, Gingee tk, Sathyamangalam via, Villupuram DT, 9442672394 | SRTPM1 | Airtel | Tamil Nadu | GBT
IN-1269378 | TIVNM - BY Pass | 12.2408 | 79.6623 | A.ATHIKESAVAN S/O ARIKRISHNAN BACK SIDE OF ARAYAS HOTEL,TINDIVANAM BYE PASS,TINDIVANAM TK,VILLUPURAM DT.PH.9443080161 | TIVM11 | Airtel | Tamil Nadu | GBT
IN-1272080 | SINGANUR | 12.2086 | 79.6385 | K.RAMADOSS, S/O.KRISHNA REDDIYAR.K, THAYARAMMAL, W/O.KRISHNA REDDIYAR, NO:75, JAKKAMPETTAI VILLAGE, TINDIVANAM TK, VILLUPURAM DT | SGNUR1 | Airtel | Tamil Nadu | GBT
IN-1272624 | Kodungal | 11.9509 | 79.3077 | Mrs.A.Nirmala Mary, Wife of Arun Fancis, Kodungal village and post, Mugaiyur via, Thirukovilur tk, Villpuram DT-605755, 968828113 | KDNGL1 | Airtel | Tamil Nadu | GBT
IN-1274360 | MadapundI | 12.1771 | 79.2159 | Mr V Ramanathan S/o Mr M Vinayagam, Sf.No.64/12, Pillayar Koil Street, Madhapondi Village, Gingee Taluk, Vilupuram District - 606755 Ph:9442311542 | MDPND1 | Airtel | Tamil Nadu | GBT
IN-1274644 | Sathyamangalam | 12.2407 | 79.307 | KANNAN S/O.NARAYANAGOUNDER.S.F.NO.269/3B,SATHIYAMANGALAM POST,GINEE TK,VILUPURAM DIST. 604 153 PH.9442911528 | STMGM1 | Airtel | Tamil Nadu | GBT
IN-1274646 | Kodamangalam | 12.0736 | 79.6259 | MR.D.JAYARAMAN,KONAMANGALAM VILLAGE,THAZHUTHAI -POST,TINDIVANAM -TK,VILLUPURAM -DST -604384 CONTACT NO-9159068047 | KDMGM1 | Airtel | Tamil Nadu | GBT
IN-1062832 | KAKAITHAKARA STREET | 12.9271 | 79.3603 | MRS.K.VASANTHALAKSHMI, W/O.SRINIVASAN, S.NO.1466, NO.48, KAGITHAKARA STREET, WALAJAPET-TK, VELLORE DIST - 632 513. PH:94863 36027 | WJPT4 | Airtel | Tamil Nadu | RT Tower
IN-1282640 | KHEXPORTS | 12.9184 | 79.3401 | 10/8,K.H.Exports India Pvt Ltd,By Pass Road,Ranipet,Vellore District | RNPTM2 | Airtel | Tamil Nadu | RT Pole
IN-1279010 | Thuttipattu | 12.8599 | 79.1308 | A Mahendran, S/o A G Annamalai, Plot no 13, SF no 88/1D, Kamarajar Nagar, Tuttipattu, Vellore -11 / PH - 9944226366 | 10823 | Vodafone | Tamil Nadu | GBT
IN-1281141 | HOTEL SIVARANJANI | 12.7455 | 77.8175 | Mr E Rajendran S/O Mr Eathiraj No 4/590 6th cross Road Maruthi Nagar Mookandapalli Hosur TK Krishnagiri Dt Hosur 635109 Cell 7708456778 | HSR58 | Airtel | Tamil Nadu | RT Tower
IN-1285944 | PUNGAMPATTUNADU1 | 12.4554 | 78.689 | G Subramani G Jayaraman G Sivaraj Sf No 39/1H Serkanur Village Perumpalli Post Puthurnadu via Thirupattur Taluk Vellore Dt Ph 9787674375 | 14191 | Vodafone | Tamil Nadu | GBT
IN-1288114 | Ranipet sipcot-2 | 13.0072 | 79.3046 | D. Indhirani, W/o. Duraisamy, No. 4/68, Main road, Muhuntharayapuram post, Ranaganathapuram, Nellikuppam,Walaja TK, Vellore | 14203 | Vodafone | Tamil Nadu | GBT
IN-1290914 | VIT M BLOCK | 12.974 | 79.1664 | 84/1, Plot No:61, Vigneshwara nagar, Bharmapuram, Vellore, Katpadi Taluk | 14550 | Vodafone | Tamil Nadu | GBT
IN-1287622 | First Step Pvt ltd | 12.7303 | 77.8786 | First Step Pvt ltd,sipcot industrial complex,Phase 1,hosur,Tamil Nadu -635 126 | HSRM13 | Airtel | Tamil Nadu | RT Pole
IN-1288768 | Sevaganapalli | 12.84 | 77.8061 | Clover Fields Residents Welfare Association No 92/2,Sevaganapalli ,Hosur ,Krishnagiri | CVRFD1 | Airtel | Tamil Nadu | GBT
IN-1290378 | ASHOK LAYLAND UNIT1 | 12.7729 | 77.7884 | Mr.R Lakshmanan S/O Mr Ramappa No518/2 Senthil Nagar Check post back side Zuzuvadi Hosur 635126 cell 9842837798 | HSR68 | Airtel | Tamil Nadu | GBT
IN-1289201 | VIT ?M? block | 12.9729 | 79.1645 | VIT M block, VELLORE | VLR88 | Airtel | Tamil Nadu | RT Pole
IN-1285623 | Vellore_New | 12.9417 | 79.1721 | Krishnaveni, No:35, Periyar street, Rangapuram, Vellore. | VLR83 | Airtel | Tamil Nadu | GBT
IN-1059595 | Cholapuram | 11.0549 | 79.412 | Mrs. Maji Harnisha, No. 181/2, Iqbal Street, Cholapuram, Tanjore Dt-612503, Ph: 94426 99161 / 0435-2452752 (Acq - Raghuthan) | CHLPM1 | Airtel | Tamil Nadu | GBT
IN-1061278 | Athiramapattinam1 | 10.3395 | 79.3865 | P. Umashankas Building ,S/O P.Pichai Muttu,69/1 Setu Road Adhiramapattinam T.N Ph-9842408006, 241081 | APTNM1 | Airtel | Tamil Nadu | RT Tower
IN-1059414 | Irangalur | 10.9583 | 78.7584 | Open Land Mr. Belavendiran, S/O. Mr. Appasamy, Hotel Tamildu, Land Opp To Reliance Petrol Bunk, Near Aadi Sankara Polytechnic College, Trichy Road, Irangalur, Machallur Tk. Trichy Dist.-621105, Ph-043 | IRNGR1 | Airtel | Tamil Nadu | GBT
IN-1059654 | Tholurpatti | 11.0266 | 78.3126 | Mrs.R.Rajalakshmi, W/O. Radha Krishnan, S.F.No.80/4B,No. 17, Thoulourpatty, Karnan Street, Thottiam Taluk, Trichy - 621 215. Ph: 94441-63339 / 044 24761662. | TLRPT1 | Airtel | Tamil Nadu | GBT
IN-1059125 | Karvi | 11.1469 | 79.7803 | N.Sentil Kumar, Sf No:107/5A, Mudaliyar Street, Karvi Thalatchakadu Post, gapattim Dt - 609107 | KARVI1 | Airtel | Tamil Nadu | GBT
IN-1059870 | N.V Kudukadu | 10.7781 | 79.2413 | MR.S.KALAYANASUNDARAM,SF.NO.452/1B &453/1,SITE NO.3,SUBRABHATHA AVENUE,N.V.KADUKADU,SALIYAMANGALAM,PAPANASHAM TALUK,TANJORE DIST.-613 504.PH:94431-32441. | NVKDU1 | Airtel | Tamil Nadu | GBT
IN-1059875 | Akurmukut | 11.1003 | 79.7989 | Mr.R.Vasudevan,Sf.No.110/2B,Akku Mukkuttu,gapatim Dist-609301.Ph.No. | AKMKT1 | Airtel | Tamil Nadu | GBT
IN-1059339 | Uppiliapuram | 11.2652 | 78.5117 | S.Rangarajan,SfNo:186/5,&186/11,RadiyarStreet,Uppilipalayam,ThuraiyurTk,Trichy-621011/04327-252048 | UPLRM1 | Airtel | Tamil Nadu | GBT
IN-1059776 | Veeppanguli | 11.0364 | 79.0238 | Mr.T.Marimuthu,Sf.No.272/1,Udr Sf.No.272/1B,Veppanguli,Poondi Post,Ariyalur Dist-621653.Ph.No.94437-15248,94435-34003. | VPPGL1 | Airtel | Tamil Nadu | GBT
IN-1059161 | Melattur | 10.8554 | 79.2398 | Open Land Of Mrs. Sri Priya,R Sf. No. 354/1A , Plot Beside Mahalaxmi Rice Mill, Melattur, Papanasam Tk, Tanjore Dt. | MLTUR1 | Airtel | Tamil Nadu | GBT
IN-1059631 | Pichandarkovil | 10.8793 | 78.7004 | N.Devarajan,PlotNo-7,Agilandeshwarinagar,ShokkalingamRoad,PichandavarKoil,Trichy-621005.Phone0431-2592690,04312560409(AcqByKgShiva) | TRY53 | Airtel | Tamil Nadu | GBT
IN-1059462 | Valiyampatti | 10.3492 | 78.3837 | P.K.Periyachinnan, Sf No: 377/4, Old No: 6/121, New No: 3/125, Valiyampatti Adhigaram Post, Thuvarankurichi Via, Trichy Dist-621314. Ph: 04332-254268 | VLMPT1 | Airtel | Tamil Nadu | GBT
IN-1060219 | Thiruppurambiyam | 11.0066 | 79.3324 | Open Land Of Mr.Manivann S/O Mr.Jeevarathim ,Sf.No.160/2,No.2/65,South Street,Thirupurambayam,Kumbakom Taluk,Tanjore Dist-612 303,Ph-04352 459455 | TPRBM1 | Airtel | Tamil Nadu | GBT
IN-1060248 | Kodiakkarai | 10.2867 | 79.8253 | MR.M.SHAIK DAWOOD,RESURVEY NO.146/1,SF.NO.388/17,NO.2/12,OMMA KUTTY NORTH STREET,KODIKARAI POST,VEDARANAIYAM TALUK,NAGAPATTINAM DIST.-614711PH:04369-272574 | KODKI1 | Airtel | Tamil Nadu | GBT
IN-1061448 | Ayyampettai1 | 10.8986 | 79.1914 | A. Abdul Gulap, 43-C Eruthukkara Street, Ayyanpettai - 614 201 | IMPT1 | Airtel | Tamil Nadu | RT Tower
IN-1059915 | Ranganathapuram | 10.9126 | 79.2255 | MRS.U.RAMAMRUTHAM, R.S.NO.134/2, PAPPANASAM-TK, RANGANATHA PURAM POST, TANJORE DIST - 604 210 PH:04374 - 250186 / 94423 94171 | RANGN1 | Airtel | Tamil Nadu | GBT
IN-1060550 | Pannapatti | 10.5303 | 78.3598 | D.PRASATH, S/O V.DURAISWAMY, NO.4/2396 PONNAMPATTI POST, ILANGA KURICHI VIA, MANAPARAI TK. 621 306 PH:9944883111 | PNNPT1 | Airtel | Tamil Nadu | GBT
IN-1059730 | Evellanur | 10.9193 | 78.8626 | Mr.A.Veeramani,Sf.No.377/6,E.Vellanur Post,Lalgudi Taluk,Trichy Dist.-621 712.Ph:04329-241331/9865194095 | EVLLU1 | Airtel | Tamil Nadu | GBT
IN-1062208 | Somarasanpettai (A) | 10.8126 | 78.6367 | K.Venkataganesh, Contact Person - Santhanam, Press Owner), Sf No. 26/4, Achagam, Somarasan Pettai Main Road, Srirangam Tk, Somarasan Pettai, Trichy - 602102, Ph: | SMRPT1 | Airtel | Tamil Nadu | RT Tower
IN-1059138 | Kurumbalur | 11.2342 | 78.8019 | V.GanpathyReddiyar,SfNo.453/2,BajaiMadaStreet,KurmbalurTownPanchayat,KurumbalurPost,Perambalur-621107 | KMBLR1 | Airtel | Tamil Nadu | GBT
IN-1062376 | New bus stand (MUSI2) | 10.96 | 78.4475 | Mr.R.Parthiban / Mr.R.Prasanna Venkatesh Raja,Sf.No.63/2C,No.14/1A,Dhuraiyur Road,Musiri Taluk,Trichy Dist.-621 211.Ph:94434-23479 | MUSI2 | Airtel | Tamil Nadu | GBT
IN-1059258 | Vepathur | 11.0073 | 79.4366 | Open Land Of N.Sekhar, S/O rayan Swami, H.No.29/29, Akkudi Road,Vepathur,Tanjor Dist.-612105, | VPTUR1 | Airtel | Tamil Nadu | GBT
IN-1059216 | S.Kannanur | 11.0827 | 78.5481 | Open Land Of Mr. Rathinan, Main Road, S.Kannanur, Trichy Dt.-621206, | SKNUR1 | Airtel | Tamil Nadu | GBT
IN-1060820 | Thirukanurpati (A) | 10.6976 | 79.0805 | TAMIL NADU-TKNPT1, MR.K.MOHAMAD ALIS/O,KATHAR MAIDE | TKNPT1 | Airtel | Tamil Nadu | GBT
IN-1059525 | Neelagiri | 10.7492 | 79.0911 | M.laxmi, Sf No. 73/1, No: 62 &63, Land Near Maris Nagar, Near Bsnl Tower, Contact Person- Mr.sivakumar, Medical College Road, Neelagiri, Tanjore Dist-613004, Ph-94438 64610 (acq By Raghunathan) | NLGR1 | Airtel | Tamil Nadu | GBT
IN-1060919 | Kumbakonam4 | 10.9658 | 79.3964 | 23/4, Thiruvidaimarudur Road, Kumbakonam-1. | KUMB4 | Airtel | Tamil Nadu | GBT
IN-1060209 | Jayaramcollege | 11.0729 | 78.5997 | RAJENDRAN S/O PICHIEAMUTHU,253,OPP TO JAYARAM COLLEGE,PAGALAVADI POST ,THIRUVAYUR TALUK,TRICHY 621014,CONTACT MAHESHWARAN 9245313675 | PLGVD1 | Airtel | Tamil Nadu | GBT
IN-1061611 | Muthupet1 | 10.3954 | 79.4936 | Ismail Stores, A i Mohammed Sons, 44, Big Bazaar Street, Muthupet - 614704, Thiruvarur / 0436960477, 60989, 62477 | MUPET1 | Airtel | Tamil Nadu | RT Tower
IN-1059177 | Nanjikottai | 10.7308 | 79.1385 | A.Benadic Irudayaraj, Sf No: 276/26, North Street, Nanjikottai, Tanjore - 613006 / 04362-257677 / 9360389609 | NJKTI1 | Airtel | Tamil Nadu | GBT
IN-1059236 | Mariamman Koil | 10.7848 | 79.1931 | Mrs.Seethalakshmi, Sf No: 62/2, New No: 170/37, Mariamman Koil, Near Elementry School, Mariamman Koil Post, Thanjavur / 04372 - 232366 | TNJ13 | Airtel | Tamil Nadu | GBT
IN-1059732 | Mukandanur | 10.802 | 79.5255 | Mr.Senthil @ Senthil Velavan,Sf.No.111/5.Patrap Thidal,Mukandanur,Mukanmdanur Post,Kodavasal Taluk,Thiruvarur Dist-613701.Ph.No.04366-278178,94433-68178.(Remarks:Senthilvelavan Is A Brother Of Manikan | MKNDR1 | Airtel | Tamil Nadu | GBT
IN-1060289 | Narayanamangalam | 10.7256 | 79.6296 | MR.V.MURUGANANTHAM, S/O.R.VENKATESAN, S.NO.109/4C, DOOR NO.42, NARAYANAMANGALAM, MANGUDI POST, THIRUVARUR DIST - 610 103. PH:99424 09100 | NYMGM1 | Airtel | Tamil Nadu | GBT
IN-1060732 | Paramsivapuram | 10.8742 | 78.813 | MR.C.MUTHAMIL SELVAN, S/O.CHINNARAJ, S.NO.156/2 & 156/1B, 8TH CROSS, PARAMASIVAPURAM, KAMARAJAR NAGAR LALGUDI POST, LALGUDI-TK, TRICHY DIST - 621 601. PH:99657 80491 | LALG4 | Airtel | Tamil Nadu | GBT
IN-1061643 | Pattukottai | 10.4191 | 79.3185 | Sures, Kengai & Kengai Complex, 227, Nadaiamman Road, Opp New Bus Stand, Pattukottai | PATT1 | Airtel | Tamil Nadu | RT Tower
IN-1061646 | Pattukottai - Post Office Road | 10.4289 | 79.3156 | Abdul Razack Building, # 18,Pallivasal Street,Pattukottai | PATT4 | Airtel | Tamil Nadu | RT Tower
IN-1061645 | Pattukottai - Thangavel Nagar | 10.4264 | 79.3183 | Ramachandra Tirumana Mandapam, #2/1,Piliyar Kovil Street, Pattukottai | PATT3 | Airtel | Tamil Nadu | RT Tower
IN-1060216 | Suryanar Koil | 11.0321 | 79.4774 | MR.S.MUNIYAPPAN/MR.S.SAMBANDAM,SF.NO.139/9,NO.1/23,NORTH STREET,SURYA NARAYANOR KOVIL POST,THIRUVIDAIMARUTHUR TALUK,TANJORE DIST.-612 102.PH:98657-84047(REMARKS:SENTHIL MURUGAN BROTHER IS MR.S.MUNNIYA | SRYNR1 | Airtel | Tamil Nadu | GBT
IN-1059564 | Mettupalayam | 11.1651 | 78.4561 | S.Sangapillai,SfNo.67/1A1,DalmiaCements,Mettupalayam,(LandNearBsnlTower)MusiriTk,Trichy-621210,(AcqByCapital-G.Selvakumar-9363155136) | MTPLM1 | Airtel | Tamil Nadu | GBT
IN-1060507 | Manaval | 10.4061 | 79.2555 | MR.K.PAULRAJ,S/O.KALIYAMOORTHY,SREE PERIYA AYYANOR RICEMILL,SEETHAMPAL PURAM,KURICHI POST,PATTUKKOTTAI TALUK,TANJORE DIST-614 602-PH-99650 46468/04373 2+2+2056 | MNVAL1 | Airtel | Tamil Nadu | GBT
IN-1059849 | Asthinapuram | 11.1184 | 79.1251 | MR.S.PERIYASAMY, P.ALAGAMMAL,OLD SF.NO.377/1,NEW SF.NO.549/13,NO.206,NADU STREET ASTHINAPURAM POST,ARIYALUR TALUK,PERAMBALUR DIST-621704.PH.NO.9382870760. | ASTHN1 | Airtel | Tamil Nadu | GBT
IN-1060099 | Vkaikatti | 11.1137 | 79.1707 | MR.N.KUMARESAN,SF.NO.193/4A1,NO.57/100,OPP.TO MARIYAMMAN KOIL,ANNA NAGAR,TELUR POST,V.KAIKATTI,PERAMBALUR DIST.-621 701.PH:04329-249536 /94861-55714 | VKKTT1 | Airtel | Tamil Nadu | GBT
IN-1060131 | Amanakanthonti | 11.2069 | 79.4103 | CHIDAMBARAM MAIN ROAD, AMAKKAN THONDI | AMKTT1 | Airtel | Tamil Nadu | GBT
IN-1060890 | Jayamkondam1 | 11.214 | 79.357 | SENDURAI ROAD, NEAR MANGALAM MAHAL, JAYAKONDAM | JKDM1 | Airtel | Tamil Nadu | GBT
IN-1059239 | Tharangampadi | 11.0261 | 79.8513 | Open Of Mr.S.Ramachandran,9.King Street,C/O Eysac Satallite,Tharangambadi,Nagapattinam Dist.Ph-9344699781 | TRBDI1 | Airtel | Tamil Nadu | GBT
IN-1059431 | Fathimanagar | 10.6689 | 78.6006 | R.Ramasamy, Sf No; 135/1B1, Land Opp To Selvam Rice Mill, Komarapatti Road, Fathima Nagar, Illuppur Tk, Pudhukottai Dist-621316. Ph: 0431-2680144, 94434-93694 | FMNGR1 | Airtel | Tamil Nadu | GBT
IN-1061897 | Vayalur | 10.8144 | 78.6663 | Mr. Sivagnanam, Sivam Buildings, Srinivasa Nagar, 34/19, Vayalur Road, Trichy 17 . 2780223 / 98424 28800 | TRY23 | Airtel | Tamil Nadu | RT Tower
IN-1060893 | Koradacheri | 10.7751 | 79.4904 | Open Land Of Mr.Jayaraman, Adj To Sagaya Annai Church, Koradcheri, Thiruvarur Dist. | KDCRI1 | Airtel | Tamil Nadu | GBT
IN-1074379 | Kolathur | 10.7009 | 78.5491 | MR.A.CHAN BASHA,S/O.ABDUL RASHEED,RE SF.NO.649/5,NO.4/22,ANNA NAGAR,INAM KULATHUR POST,SRIRANGAM TALUK,THIRUCHIRAPALLI DIST.-621203.PH:99441-29613/98948-74302. | KLTHR1 | Airtel | Tamil Nadu | GBT
IN-1071851 | Agastiyampalli | 10.3553 | 79.8489 | MR.R.PADMANATHAN,S/O.RAGHUNATHAN,NO.80,RAILWAY STATION ROAD,KATTACHI KADU,AGASTIAM PALLI,VEDARANIYAM TALUKNAGAI DIST.-614810.PH:04369-318148 /320100 | AGSTP1 | Airtel | Tamil Nadu | GBT
IN-1067835 | Urakarai | 11.1387 | 78.4189 | Selvaraj,s/o: Palaniyandi,Urakarai(po),Musiri(tk),Trichy-621214 Ph. No-9943882308 | URKRI1 | Airtel | Tamil Nadu | GBT
IN-1074402 | K.Meyempatti | 11.1488 | 78.5472 | Mr.M.Sellamuthu,S/o-Muthusamy,South street,K.Meyempatti,Thuraiyur taluk,Trichy district,-621001,PH:-04327 243952,9486545910 | KMMPT1 | Airtel | Tamil Nadu | GBT
IN-1066710 | Omandhur | 11.0501 | 78.6208 | Mr.E.Ravichandran,S/o-kamachi amman,Thirumana mandapam,Omandhur,Thuraiyur taluk,Trichy district-621006,PH:-9842444425,04327 235588 | OMDHR1 | Airtel | Tamil Nadu | GBT
IN-1070937 | Manparai | 11.0206 | 78.5909 | MRS.S.LAKSHMI,W/O.SRINIVASAREDDIYAR,SF.NO.389/1B,36&9,MAPARAIPOST,PULIVALLAMVIA.,MUSIRITALUK,TRICHYDIST.-621006. | MNPRI1 | Airtel | Tamil Nadu | GBT
IN-1116854 | Rajamadam | 10.3213 | 79.3595 | S. Manimegalai, W/O, Selvaraj, West Street, Raja Madham Post, Pattukottai Tk, Tanjore - 614701? Ph- 97870-35382 | RJMDM1 | Airtel | Tamil Nadu | GBT
IN-1116878 | Kalpalaithanpatti | 10.5729 | 78.4001 | A.ANTONYSAMY,S/O,AROCIKAM,PAIKALLPATTIPOST,KALPALAYANTHANVILLAGE,MAPARITK,TRICHY?PH-97874-37461 | KALPA1 | Airtel | Tamil Nadu | GBT
IN-1106472 | Kanoor | 10.7249 | 79.434 | Mr.S.Arockiasamy, Survey No:185/14 situated at poovanur Via, Kanoor,Rajapaiyan Chavady post, Needamangalam Taluk, Thiruvarur District - 614 404, Ph:9380589080 | KNOOR1 | Airtel | Tamil Nadu | GBT
IN-1106551 | Pudupalayam | 11.0915 | 79.1349 | D.SHELVAMBAL, W/O.DURAIKANNAN, PUDUPALAYAM, SIRUVALOOR(PO), ARIYALUR(TK), ARIYALUR(DT). PH.9865393605 | PDULM1 | Airtel | Tamil Nadu | GBT
IN-1106549 | Kunniyur | 10.6847 | 79.6444 | MR.S.RANGAN,S/O:SUNDRESAN,NO:170MILLST,KUNNIYUR,MAUUR(P),THIRUVARUR(T),THIRUVARUR(D),04369-325755 | KNIYR1 | Airtel | Tamil Nadu | GBT
IN-1117482 | Mannankadu | 10.426 | 79.3886 | Mr.P.R.Ramachandran,S/O-Ramasamy,Mannankadu Post,Thomaraikottai(Via),Pattukkottai Taluk,Thanjavur Dist,Pincode:-614613,Ph:-9443212105 | MANKD1 | Airtel | Tamil Nadu | GBT
IN-1086145 | Vandayarriruppu | 10.7251 | 79.2278 | M.Jegadesan,S/O,Muthusamy,3/62A,North Street,Vandaiyar Irupu,Vadur Via,Orathadu Taluk, Tanjore-614019 Ph-04362-269605,99947-09095 | VANDA1 | Airtel | Tamil Nadu | GBT
IN-1106581 | Kunnalur | 10.4761 | 79.617 | MR.T.DHAKSHANMURTHI,S/O:THAMBHUSAMI,MAINROAD,PANDIBUSSTAND,KUNALUR(P),THIRUTHURAPOONDI(T),THIRUVARUR(D) | KUNLR1 | Airtel | Tamil Nadu | GBT
IN-1106600 | Vadakalur | 11.359 | 79.0552 | M.THIRUGANAM, S/O.S.MARIMUTHU, VADAKKALUR(PO), KUNNAM(TK), PERAMBALUR(DT)-621108. PH.9442149297 | VDKLR1 | Airtel | Tamil Nadu | GBT
IN-1086613 | Kurichi | 10.702 | 79.8086 | R.D.JESUDASS,S/O,DEVA SAGAYAM,KURICHI MAIN ROAD,NITHRAMANGALAM,NAGAPATTINAM TALUK,NAGAPATTINAM-611106,PH-99659-57271 | KRICH1 | Airtel | Tamil Nadu | GBT
IN-1106637 | Thuthur | 10.9868 | 79.2511 | T.DESINGURAJAN,S/O,TANGAVEL,NORTH STREET,TUTUR POST,AMBUR VIA,ARIYALUR TALUK,PERAMBALUR?PH-93451-57400,99425-70900 | TUTUR1 | Airtel | Tamil Nadu | GBT
IN-1106686 | Peruvalappur | 11.0137 | 78.873 | Mr.V.Rangarasan, Survey No:363/2, 3&4, situated at No:2/62, North Street, Peruvalapur Post, Lalgudi Taluk, Trichy District - 621651 | PRVPR1 | Airtel | Tamil Nadu | GBT
IN-1106766 | Vattakudi North | 10.4484 | 79.406 | V.MURUGAIYAN,S/O,VELLAISAMY,VATTAKUDI NORTH,THAMARAIKOTTAI VIA,PATTUKOTTAI TALUK,TANJORE-614613,PH-98433-17406 | VTKUD1 | Airtel | Tamil Nadu | GBT
IN-1106912 | Punalvasal (A) | 10.9094 | 79.0894 | Mr.A.Govindasamy, Survey No:79/6, Situated East Pulvasal Post, Thiruvaiyaru Taluk, Thanjavur District - 613207. Ph: 9442289101 | PNLVS1 | Airtel | Tamil Nadu | GBT
IN-1106960 | Sarbojirajapuram | 10.9437 | 79.5923 | D.Sargu Rajan, S/O.Durairaju, No.325.A.Mela Street, Sarboji Raja Puram, Kodavasal(Tk), Tiruvarur-609503. Ph. 9443587982. 9443587972 | SARBO1 | Airtel | Tamil Nadu | GBT
IN-1060969 | Perumapalayam | 11.1202 | 78.833 | R.Perumal, 89, Irur Post, Perumal Palayam, Perambalur - 621 109, 04328 - 267 369 | PMPLM1 | Airtel | Tamil Nadu | GBT
IN-1106717 | Ramalingapuram | 11.111 | 79.0466 | RAJANAGAM, NO.61.RAMALINGAPURAM, KUNAM(TK), PERAMBALUR(DT). PH.9444122629. | RAMGM1 | Airtel | Tamil Nadu | GBT
IN-1117513 | T.Puthupatti | 11.0313 | 78.5592 | Sugamtharam Pechai,S/O:Sanurgam,T.Puthupatti(Po),Thandalai Puthur(Via),Musiri(Tk),Trichy-621217 Ph No-9443060444 | PTHPT1 | Airtel | Tamil Nadu | GBT
IN-1106602 | Panamarthupatti | 11.0301 | 78.3333 | C.M.Ponnusamy,S/O.Muthusamy,PamarathuPatti(Vill),Sevanthipatty(Po),Thottiam(Via),makkal(Dt).Ph.9865578179 | PMRPT1 | Airtel | Tamil Nadu | GBT
IN-1059854 | Erayasamudram | 11.2073 | 78.8816 | MR. M. THANIARASAN, MRS.T.PADMAVATHY,OLD SF.NO.805/2,NEW SURVEY NO.110/2A,NO.7/109,EARAYASAMUTHIRAM,KALPADI,AYYALUR POST,PERAMBALUR TALUK,PERAMBALUR DIST-621133.PH.NO.93451-25329. | ERSDM1 | Airtel | Tamil Nadu | GBT
IN-1074370 | Kalpadi | 11.1923 | 78.9221 | MR.A.KADAR MOITHEEN,S/O.ADBUL SALMAN,SF.NO.652/2,NO.1/242,NORTH STREET,SIRUVACHIYUR VILLAGE,KALAPADI POST,PERAMBALUR TALUK,PERAMBALUR DIST.-621113.PH:04328-255316 | KLPDI1 | Airtel | Tamil Nadu | GBT
IN-1059346 | Naranmangalam | 11.1719 | 78.8611 | R.Thiyagarajan, Sf No: 148/4, 148/3B, Land Opp To Chakra Mill Factory, Behind Annai Hotel, Vijayagoplapuram, Naranmangalam Post, Kunnam Tk, Perambalur-621726. | NRMGM1 | Airtel | Tamil Nadu | GBT
IN-1060473 | 4Roadbypass | 11.2515 | 78.8994 | V.PONUSWAMY, SF NO.377/7A CHENNAI MAIN ROAD, FOUR ROAD, DURAI MANAGALAM IPPO, PERAMBALUR 621 212 PH:04328/224818 | FORBP1 | Airtel | Tamil Nadu | GBT
IN-1106592 | Brahmadesam | 11.3093 | 78.9004 | D.AMMAKANNU,W/O.P.DURAISAMY,PILLIAIYARKOILSTREET,BRAHMADESAM(PO),VEPPANTHATTAI(TK),PERAMBALUR(DT)-621115.PH.9843215099 | BHDSM1 | Airtel | Tamil Nadu | GBT
IN-1059384 | Hansarovercollege | 11.2764 | 78.8992 | Mrs.Lakshmi, W/O.Bootha Gounder, 2/79, Indira Nagar, Thanneer Pandal, Opp To Hansover College, Perambalur Dt. - 621 212 / 94436 47859 | HANSA1 | Airtel | Tamil Nadu | GBT
IN-1060106 | Keelapalur (A) | 11.0379 | 79.0707 | MR.D.KRISHNAMOORTHY&MRS.D.KAMALAM,S.NO.329/16B,TANJORE ROAD,KEELAPALLUR,ARIYALUR,PERAMBALUR DIST-621707.PH:04329-247575. | KLPL1 | Airtel | Tamil Nadu | GBT
IN-1250242 | Ariyalur1 | 11.1376 | 79.0728 | Mr.G.Subramanian, S/o.Govindaraj , No.11 A, Amman Complex, Sambasiva Pillai Street, Ariyalur Tk,, Perambalur 621704. | ARLR1 | Airtel | Tamil Nadu | RT Tower
IN-1061286 | Ariyalur2 | 11.1419 | 79.074 | Door No 40/A, Mr. Venkat Nagayan Building, College Road, Rajajinagar, Near Bsnl Exchange, Ariyalur T.N Ph.220715(R),223715(O) | ARLR2 | Airtel | Tamil Nadu | RT Tower
IN-1062547 | Poundstreet | 11.1343 | 79.0745 | MR.S.MAHESHBABU,S/O.MR.N.SARANGAN,S.NO.555/653,654,NO.8D,PILLAIYARKOILSTREET,ARIYALUR,PERAMBALURDIST-621704.PH:9443592948 | ARLR4 | Airtel | Tamil Nadu | RT Tower
IN-1059830 | Iraiyur | 11.3696 | 78.9653 | VEPANTHATTAI, PERAMBALUR(DT) | IRYUR1 | Airtel | Tamil Nadu | GBT
IN-1062254 | Labbaikudikadu | 11.3924 | 79.0217 | Mr.M.Mohammed Farook, Sf No: 140/1, 10, East Main Road, Labaikudikadu, Perambalur Dt - 621 108, 94432-07073, 04328-245719, ( Tamilnadu Corporation Building ) | LBKAD1 | Airtel | Tamil Nadu | RT Tower
IN-1106715 | Esanai | 11.3023 | 78.8309 | M.ATCHAYAGOPAL,S/O,MUTHU KRISHNAN,39/2,KEELAKARAI STREET,ESANAI VILLAGE,PERAMBALUR TALUK,TRICHY-621219..PH-94431-02142,04328-264232 | ESNAI1 | Airtel | Tamil Nadu | GBT
IN-1106873 | Kattathur(South) | 11.2899 | 79.3307 | V.AKILA, D/O.VENKATACHALAPATHY, NEW.NO.89A.KULATHUR(PO), UDAYARPALAYAM(TK), PERAMBALUR(DT)-621803. PH.9788031061 | KATUR1 | Airtel | Tamil Nadu | GBT
IN-1060004 | Managathy | 11.132 | 79.225 | MAIN RD, MAGATHI, CHIYARPETTAI | MNGY1 | Airtel | Tamil Nadu | GBT
IN-1061450 | Jayamkondam2 | 11.2107 | 79.3656 | Laxmi Photo Studio Buliding Next To J.K Thirumana Mahal. Near Court, Jayakondam. | JKDM2 | Airtel | Tamil Nadu | RT Tower
IN-1059825 | Thathanur | 11.1574 | 79.2796 | OPP:MR COLEGE , THATHANUR | THAT1 | Airtel | Tamil Nadu | GBT
IN-1066902 | Perali | 11.2327 | 78.9496 | MR.PANEERSELVAM,S/O.RAMALINGAM,PERALIMAINROAD,KUNMVIA.,PERAMBALURTALUK,PERAMBALURDIST.-621708.PH:98436-39950 | PERLI1 | Airtel | Tamil Nadu | GBT
IN-1061649 | Perambalur3 | 11.2353 | 78.8719 | V.R.S Complex , Venketwasapuram,Trichy Main Road, Peramabalur Mr.Suresh Kumar-Ph 0432 278093 | PBLR3 | Airtel | Tamil Nadu | RT Tower
IN-1060954 | Perambalur4 | 11.2331 | 78.8851 | Mr. Kanakrajs Plot ,K.K Nagar, Durai Mangalm Post Near Dor No 174/Z 11. Perambalur. Ph 04328 209553 | PBLR4 | Airtel | Tamil Nadu | GBT
IN-1106573 | Sillakudi(South) | 11.0711 | 79 | Mr.Mothuswamys/Omr.Sembadayarswamy,Village-Sillakudi,Tehsil-Kunm,Distt-Perambalur,Ph-9787060430 | SLLKD1 | Airtel | Tamil Nadu | GBT
IN-1060033 | T.Palur | 11.0966 | 79.3734 | MR.K.KESAVAN,953,ANJANEYAR STREET,T.PALUR,PERAMBALUR DIST.PH:04331-243393. | PALUR1 | Airtel | Tamil Nadu | GBT
IN-1060189 | Alambadiroad | 11.2381 | 78.8573 | MR.JAYARAJ & FOUR OTHERS,SF.NO.195/4A,PERAMBALUR POST,PERAMBALUR TALUK,PERAMBALUR DIST.-621 212.PH:94861 93230 | PBLR6 | Airtel | Tamil Nadu | GBT
IN-1060022 | Bharadhidasannagar | 11.2398 | 78.8698 | MR.S.SELVARAJ,5A/53,BARATHIDASANGAR,PERAMBALUR-621212.PH:9443167610 | PBLR5 | Airtel | Tamil Nadu | GBT
IN-1061647 | Perambalur1 | 11.2436 | 78.8704 | KamMansion,AllamblurRoad,NearRajaTheatre,Perambalur.MrChellamuthu.Ph-04238275132 | PBLR1 | Airtel | Tamil Nadu | RT Tower
IN-1061648 | Perambalur2 | 11.2381 | 78.8646 | Chola Hotel Bulidng, Taluka Office Road ,Near Old Bus Stand, Perambalur.Mr Periaswamy, Ph 04328-220230 | PBLR2 | Airtel | Tamil Nadu | RT Tower
IN-1086816 | Pudunaduvalur | 11.2121 | 78.8338 | Mr.Rengaraj S/O Mr.Vekatachalam,Mariamman Koil Street,Village-Pudunaduvalur,Post-Pudunaduvalur,District-Perambalur,Ph-04328220086,Cell-9443658558,9843834663 | PDNDR1 | Airtel | Tamil Nadu | GBT
IN-1066985 | Ponparappi (A) | 11.2529 | 79.2375 | S.RAM KUMAR,S\O CLASELVAPURAI,SOUTH MAIN ROAD,PONPARAPPI PO, SENDURI TK,PERAMBALUR DT,PIN 621710,PH 9443971251. | PNPRI1 | Airtel | Tamil Nadu | GBT
IN-1059195 | Padalur (A) | 11.092 | 78.8246 | OpenPlot,MrTayagrajan,DoorNo364ManiakhurchiRoad,BehindShivsakthiWoodWorks,Padalur,Ph-267171 | PDLR1 | Airtel | Tamil Nadu | GBT
IN-1106707 | Devanur | 11.2647 | 79.3178 | MR.D.SELVAKUMAR,S/O.DACHTINAMOORTHI,DEVANUR POST,UDAYAR PALAYAM TALUK,ARIYALUR DIST-PH-98420 36511/98429 95985 | DVNUR1 | Airtel | Tamil Nadu | GBT
IN-1127386 | Thandalai - Perambalur | 11.2411 | 79.3713 | THANDALAI, KALLATHUR(PO) | THNDL1 | Airtel | Tamil Nadu | GBT
IN-1067495 | Siruvayalur | 11.1515 | 78.7409 | MR.D.RAJA/D.RAMESH/D.SENTHIL,SF.NO.321/2,SIRUVAYALUR POST,NAKKA CHELLAM VIA.,KUNNAM TALUK,PERAMBALUR DIST.-621118.PH:99765-17350 | SRVLR1 | Airtel | Tamil Nadu | GBT
IN-1106737 | Thimmur | 11.0977 | 79.0043 | N.PERIYASAMY, S/O.NALLAPA, NO.141. THIMMUR(PO), KULATHUR(VIA), KUNNAM(TK), PERUMABALUR-621106. PH.9843885361 | TMMUR1 | Airtel | Tamil Nadu | GBT
IN-1059742 | Varanavasi | 11.0863 | 79.0781 | Mr.T.Senthil,Sf.No.348/5A,Varanasi Post,Ariyalur Taluk,Ariyalur Dist.-621 704.Ph:98651-10663 | VNSI1 | Airtel | Tamil Nadu | GBT
IN-1068012 | Velure | 11.1883 | 78.7881 | MR.R.PERUMALPADAIYACHI,S/O.RAMASAMY,SF.NO.6/6,10,11&14,RAJAKAMALRICEMILL,VELUREPOST,PERAMBALURDIST.-622104.PH:04328-268355/94860-61332 | VLURE1 | Airtel | Tamil Nadu | GBT
IN-1060119 | Tirupattur | 11.0369 | 78.7735 | OPEN LAND OF MR.BRAHMALINGAM,SF.NO.167/1E,LAND NEAR KEELA STREET,THIRUPATHUR,MANACHANALLUR TALUK,TRICHY DIST-621 105.PH-0431 2650122 | TIRPR1 | Airtel | Tamil Nadu | GBT
IN-1059959 | Manigandam | 10.7403 | 78.6372 | IYERVAYAL MANIKANDAM,MANIKANDAN POST,TRICHY | MNGDM1 | Airtel | Tamil Nadu | GBT
IN-1071985 | Ammapatti | 10.4729 | 78.5377 | Veerammal,w/o: Gurunathan,Ammapatti(vill),Puthupatti(po),Manaparai(tk),Trichy-621308 Ph No-9444764634 | AMPTI1 | Airtel | Tamil Nadu | GBT
IN-1059369 | Walanadukaikatti | 10.4835 | 78.466 | JamalMohammed,SfNo:308/25,1/72,MainRoad,WaladuKaikatti,MelurRoad,Trichy-621314/04332-227409/255175/94432-34884 | WALAN1 | Airtel | Tamil Nadu | GBT
IN-1059569 | Thirumurayasamuthram | 10.8471 | 78.712 | R.Sundararajan, S/O Ramasamy, Ts No: 2475/2, 2476, Bank Colony, Malligai Puram, Thiruvani Koil, Sri Rangam, Trichy-620005, ?Ph: 94434 30977 (Ac By Kg Siva) | TRY72 | Airtel | Tamil Nadu | GBT
IN-1062114 | Thuvakudimalai | 10.7708 | 78.8011 | Singamuthu, No: 7/11, Church Road, Thuvakudi Malai, Trichy-22. Ph: 0431-2550084. | TRY70 | Airtel | Tamil Nadu | RT Tower
IN-1123392 | Appanallur | 11.0316 | 78.3872 | MR.P.RAVICHANDRAN/MRS.J.SUDHA,SF.NO.501/1,1A2&1B2,NO.2/11G,MAKATTUSTREET,KOLAKUDIPOST,APPALLUR,THOTTIYAMTALUK,TRICHYDIST.-621208.PH: | APNLR1 | Airtel | Tamil Nadu | GBT
IN-1126710 | Elurppatti | 11.0255 | 78.2855 | Mr.R.Thiyagarajan, S/O.Ramasamy, Old S.No.560/3 Part, New S.No.793/35, | ELPTI1 | Airtel | Tamil Nadu | GBT
IN-1074252 | Keelapuliyur | 11.3026 | 78.9687 | Mr.S.Chiniyan,S/O.Sancahran,OldNo.274-B,NewNo.360,KeelapulurPost,NorthStreet,KunmTaluk,PerambalurDist.-621115,Ph:93805-65772 | KELPR1 | Airtel | Tamil Nadu | GBT
IN-1059156 | Mangalamedu | 11.3461 | 78.9497 | D.Senthil Kumar, Old Sf No: 452/2, Near Water Tank, Opp To Police, Residential Quarters, Mangalmedu, Perambalur - 621115 ( Alagudurai Land Purchased By Senthil Kumar ) | MGMDU1 | Airtel | Tamil Nadu | GBT
IN-1232192 | Paravai | 11.2915 | 79.044 | MRS.S.SHANTHI,W/O.SRINIVASAN,SF.NO.137/4,NO.325,THERKUTHERU,PARAVAIPOST,NEARBUDDHARSTREET,PERAMBALURDIST.-621708.PH:04328-320661 | PARVI1 | Airtel | Tamil Nadu | GBT
IN-1062135 | Ambikanagar | 10.7833 | 78.7297 | V.Kesavan, No.69, Indira Nagar, K. Ambikapuram, Trichy - 620004, Ph: 94437 47883 (Acquired By Raghu) | TRY68 | Airtel | Tamil Nadu | RT Tower
IN-1062281 | Palpannai71 | 10.8147 | 78.7134 | Shri Kutch Kadva Patidar Samaj, S.F.No.52/1, Umiya Bhavan, No.1, Patel Nagar, Tanjore Road, Trichy-620010. Ph: 94433-74271 / 0431-2201595 | TRY71 | Airtel | Tamil Nadu | RT Tower
IN-1062289 | Shakthinagar (A) | 10.7981 | 78.7516 | Mr. J. Chandrasekaran, Sf No. 72/1B1, No.4/268, Amman Complex, Captain Cool Centre, 4Th Cross, Sakthi Nagar, Kattur Post, Trichy - 620019 | TRY69 | Airtel | Tamil Nadu | RT Tower
IN-1059382 | Alampattipudur | 10.6913 | 78.5203 | Mr.Lourdhsamy,Sf.No.68/2,LandNearTransformer,PillurRoad,Alampattipudur,ImkulathurPost,Trichy-621303,Ph:9865393741 | ALPDR1 | Airtel | Tamil Nadu | GBT
IN-1116881 | Seegampatti | 10.5898 | 78.4472 | A. Muthusamy, S/O, Palaniandi, Keelayur Post, Seekam Patti Village,Manaparai Tk, Trichy - 621306? Ph- 04332-209043 | SEGPT1 | Airtel | Tamil Nadu | GBT
IN-1059558 | Balakrishnampatti | 10.2402 | 78.4851 | A.Manoharan,Sf.No427/1,NewSurveyNo-341/1,2,3,4&5,No.113,KizhakkuTheru,Balakrishpatti,Thuraiyur,TrichyDt-621003,Ph:04327-237506(AcqByCapital-Selvakumar-9363155136) | BKPTI1 | Airtel | Tamil Nadu | GBT
IN-1106579 | R.Pudupatti | 11.221 | 78.5164 | MR.A.RAMASAMY,S/O,AMMASAMY GOUNDER,NO,1/201,R.PUDUPATTI GOUNDER STREET,E.PATHR PATTI,THURAIYUR,TRICHY-621001?PH;97868-76321 | PDPTT1 | Airtel | Tamil Nadu | GBT
IN-1072103 | Ayyampalayam - Musuri | 10.9223 | 78.5075 | MR.A.JAYARAMAN, S/O.MR.ARAVAN SERVAI, S.NO.368/7, NO.8/11, AYYAM PALAYAM VIA., EVOOR POST, MUSIRI-TK, TRICHY DIST - 621 202. PH:04326-272598 | AYYMY1 | Airtel | Tamil Nadu | GBT
IN-1059846 | Gunaseelam | 10.9027 | 78.5684 | Mr K Prabhakaran S/o S Karunanidhi,gunaseelam,musri Tk,distt-trichy.ph#9942356347.(gbt) | GNSLM1 | Airtel | Tamil Nadu | GBT
IN-1060228 | Ivmile | 10.9991 | 78.4756 | MR.C.DHARMALINGAM,SF.NO.111/1,108/1,IV MILE,VALAVANDI PIRIVU POST,MUSIRI TALUK,TRICHY DIST-621 211-PH-04326 209350 | FMILE1 | Airtel | Tamil Nadu | GBT
IN-1126711 | Thulayanatham | 11.0478 | 78.4955 | MR.P.MURUGESAN,S/O.POOVAN,S.NO.230/5J1,NO.1/1,MAINROAD,THULAIYATHAMPOST,MUSIRI-TK,TRICHYDIST-621205.PH:9443923542/9486158499 | THYNM1 | Airtel | Tamil Nadu | GBT
IN-1107029 | Valaiyeduppu | 11.0788 | 78.4764 | Mr.R.VAGEDESHALEMS/ORAMASAMYPILLAI,VILL./POST-VALAIYEDUPPU,TALUKA-MUSIRI,DIST.-TIRUCHIRAPPALLI,PIN-621205,PH-04326-279326 | VLYDP1 | Airtel | Tamil Nadu | GBT
IN-1116901 | Vellur | 10.9369 | 78.4857 | Mr.K.Kanagarathnam,5/30,Mela Street,Vellur Post,Musuri Taluk,Trichy-601 202-Ph-97866 08512 | VLURU1 | Airtel | Tamil Nadu | GBT
IN-1117504 | Chinnapallipalayam | 10.9749 | 78.1964 | Thiruvenkadam,rudharThotam,ChinpalliPalayam(po),Thottiyam(tk),Trichy-621207Phno.-98650-21887 | CNPPM1 | Airtel | Tamil Nadu | GBT
IN-1127338 | Natham | 10.9797 | 78.2658 | Mr.P.Ragavan, S/O.N.K.Periasamy, S.No.277/8 & 277/9, No.1/114 | NTHAM1 | Airtel | Tamil Nadu | GBT
IN-1061028 | Thottiyam (A) | 10.9868 | 78.334 | Plot Of ,M Murgan, Door No 205, Main Road, Thotiyyam T.K . | TTYM1 | Airtel | Tamil Nadu | GBT
IN-1062431 | Ammamandapam | 10.8478 | 78.6903 | M.b. Residency, Veereswaram, Near Amma Mandapam, Trichy. | TRY67 | Airtel | Tamil Nadu | RT Tower
IN-1116859 | Alampatti | 10.4114 | 78.4651 | Mookai,W/O.Chinnaya,Alampatty Village,T.Edayapatti Post Palakurichi Via,Manaparai Taluk,Trichy-621308?Ph-94428-41676 | ALPAT1 | Airtel | Tamil Nadu | GBT
IN-1116860 | Annanagar (A) | 10.4121 | 78.4029 | A. Alagan, S/O, Alagu, Anna Nagar, Karapatti Post, Thuvarankuruchi Via, Manaparai Tk, Trichy - 621314? Ph- 99421-92880 ( Vella Samy) | ANGAR1 | Airtel | Tamil Nadu | GBT
IN-1062630 | Anandanagar | 10.9134 | 78.7005 | MR.M.NITHIYANANDAN,S.NO.7/4ASOUTHOFBANKOFBARODA BUILDING,ANANDHA NAGAR,EDHUMALAI ROAD,MANACHANALLUR,TIRCHY DIST621005,PH:9842443376 | MCNR2 | Airtel | Tamil Nadu | RT Tower
IN-1116902 | Cennakattukulam | 10.9617 | 78.6473 | K. Thanga Pillai, S/O, Karivandam, Chinna Kattu Kulam Village, Kattu Kulam Post, Muciri Tk, Trichy? Ph- 98653-43700 ( Dharmalingam), 99438-86953 ( Velayutham) | CKTLM1 | Airtel | Tamil Nadu | GBT
IN-1116900 | Vazhmanapalayam(Kelur) | 10.9306 | 78.6322 | K. Sundaram, S/O, Karupannan, 7/2, Vazham Palayam, Keelur, Cholan Ganellur Post, Manachanallur Tk, Trichy- 621213? Ph- 97880-63913 ( Kannan ) | VZPLM1 | Airtel | Tamil Nadu | GBT
IN-1117548 | Karupur | 10.4912 | 78.3302 | Mr.V.Subramanian,S/O.Vellaiya Naickar,Sf.No.306/4,No.1.58,Karuppur,Karuppur Post,Manapparai Taluk,Trichy Dist.-621310.Ph:98659-95208 | KRUPR1 | Airtel | Tamil Nadu | GBT
IN-1117483 | Puthanatham (A) | 10.4661 | 78.371 | Mr.M.Manikandan, S/O.G.Muthuraman Chttiyar, S.No.272/7, Plot No.12 & 13, Skg Nagar, Puthanatham, Manapparai-Tk, Trichy Dist - 621 310. Ph:94427 76985/99420 33665 | PTNTM1 | Airtel | Tamil Nadu | GBT
IN-1116904 | Vandalaikudalur | 10.9804 | 78.8764 | Mr.P.Samy Nathan,1/186,Madakovil Atreet,Vandalaikudalur,Lalgudi Taluk,Trichy-Ph-92454 05107 | VNDKR1 | Airtel | Tamil Nadu | GBT
IN-1059777 | Ashat road | 10.5662 | 78.3307 | Mrs.G.Pappathiammal,Sf.No.630/2,MurampattiVia.,AshatRoad,DindigulMainRoad,VadaparaiTaluk,TrichyDist.-621315.Ph:99945-61538(Remarks:Mrs.G.PappathiammalSonIsMr.Gopalservai) | AHRD1 | Airtel | Tamil Nadu | GBT
IN-1106668 | Mahilambadi | 10.9379 | 78.7768 | A.AROCKIAMARY,W/O,AMALADASS,ALAM,BADI STREET,PURATHAKUDI POST,MAHILAMBADI VILLAGE,LALGUDI TALUK,TRICHY-621111,PH-94871-56835,92454-64035 | MHMBD1 | Airtel | Tamil Nadu | GBT
IN-1106621 | Reddimangudi | 10.9967 | 78.8232 | Mr.K.DURAISAMY,VILL.-REDDIMANGUDI,POST-REDDIMANGUDI,TALUKA-LALGUDI,DIST.-TIRUCHIRAPPALLI,PIN-621105,PH-9943144367 | RDDAM1 | Airtel | Tamil Nadu | GBT
IN-1101181 | Thachankurichi | 10.9539 | 78.8232 | K.SANMUGAM,S/O,KARUPPAN,NEARANBUCYCLEMART,FOURROAD,THACHANKURICHIPOST,LALGUDITALUK,TRICHY-621712..PH-0431-2616808,99764-32380 | TCNKC1 | Airtel | Tamil Nadu | GBT
IN-1071978 | Ammapalayam | 11.2162 | 78.7396 | M .SISHAN VALLUVARILLAM,AMMAPALAYAM,PERAMBALUR TK & DT, PIN 621101,PH 9486916267. | AMMLM1 | Airtel | Tamil Nadu | GBT
IN-1116888 | Arasunilayapalayam | 10.6665 | 78.3424 | Mr.M.Manickam,S/O.Muthurasu,Sf.No.449/2B,Arasunilampalayam,Poosaripatty Post,Manaparai Taluk,Trichy Dist.-621307.Ph:97864-02967 | ARPLM1 | Airtel | Tamil Nadu | GBT
IN-1068003 | Vellalapatti | 10.6732 | 78.3157 | DURAIPANDIAN.P,S/O.PERUMAL,VELLALAPATTI(V)(P),MANJAMPATTI(Via),MANAPPARAI(Tk),TIRUCHY(Dt),PIN:621307,PH:9843383159,9486066039,9865374653. | VLPAT1 | Airtel | Tamil Nadu | GBT
IN-1086888 | Shanamangalam | 11.0607 | 78.7878 | D.BALAKRISHNAN,S/O,DURAISAMY,117,REDDIYARSTREET,SHANAMANGALAM,MANNACHANALLURTALUK,TRICHY-621104..PH-94435-31435,94431-26371 | SHANM1 | Airtel | Tamil Nadu | GBT
IN-1062160 | Melkalkandarkottai (A) | 10.7852 | 78.7374 | S.Ramadoss, No: 7/4, Sri Ram Towers, Ayyanar Street, Mel Kalkandar Kottai, Trichy - 620 011, Ph: 0431- 2447171 (Acq By Raghunathan) | MKKTI1 | Airtel | Tamil Nadu | RT Tower
IN-1059412 | Perugamani (A) | 10.8914 | 78.5452 | K.Periyasamy,SfNo:136/2A,LandNearCalBridge,Govt.SchoolStreet,Perugamani,TrichyDist-639115. | PRMAN1 | Airtel | Tamil Nadu | GBT
IN-1060185 | T.A.Pettairoad | 10.9568 | 78.4407 | MR.S.SURESH,SF.NO.481/4,UDR SF.NO.118/4,NO.4,NEETHI MUTHU NAGAR,SINGARA SOLAI,MUSIRI,TRICHY DIST.-621 211.PH:04326-260288 | MUSI3 | Airtel | Tamil Nadu | GBT
IN-1060304 | Chiktambur | 11.205 | 78.5521 | Mrs.MChitra,W/OMurugeshan,MuthurajaStreet,ChitkamburPost,ChikkamthamburTLK,Tarayur,Thirchydist. | CHKBR1 | Airtel | Tamil Nadu | GBT
IN-1072029 | Angarai | 10.8771 | 78.7991 | MRS.G.ADAIKKALAMARY, W/O.P.GEORGE, S.NO.68/3A2, TRICHY MAIN ROAD, ANGARAI POST, LALGUDI-TK, TRICHY DIST - 621 218. PH:97864 07443 | ANGRI1 | Airtel | Tamil Nadu | GBT
IN-1106506 | Ariyur | 10.8721 | 78.9083 | M.GOVINDAN,S/O,MARUTHAMUTHU,OLD NO,1/65A,NEW NO,70,SINGLE STREET,ARIYUR POST,LALGUDI TALUK,TRICHY-621702..PH-0431-2616805 | ARYRU1 | Airtel | Tamil Nadu | GBT
IN-1059207 | Puvalur (A) | 10.8978 | 78.8332 | Open Land Of Mr. A.Paul Valnan, S/Oappavo, H.No.27,East Street, Ayynaar Kovil Street,Poovalur Post, Lalgudi Tk, Trichy Dt. -671712 | PVLUR1 | Airtel | Tamil Nadu | GBT
IN-1117528 | Anikudichansouth | 11.2891 | 79.4001 | Mr.V.Muthu Krishnan,S/O.Venugopal,Anikudichan Post,Udaiyar Palayam Taluk,Ariyalur Dist-621 803-Ph-97875 32756 | AKDCN1 | Airtel | Tamil Nadu | GBT
IN-1117518 | Poomalaipuram | 11.0785 | 78.4189 | M.Sellaiah,S/O,Malaiyandi,5/19,Poomalipuram,Serugudi,Musiri Taluk,Trichy-621005,Ph-99654-26543,04326-292480 | PMLPM1 | Airtel | Tamil Nadu | GBT
IN-1107030 | Vadamalaipatti | 11.1387 | 78.4717 | Mr. J. ANBALAGAN , VILL./POST-VADAMALAIPATTI, TALUKA-MUSIRI, DIST-TIRUCHIRAPPALLI, PIN-621214,PH-04326-248781 | VDMLP1 | Airtel | Tamil Nadu | GBT
IN-1062128 | Centralexcisequarters | 10.7853 | 78.6629 | T.Rajasekar, Vijayshakti Complex, D.No.29/C, Asoka Nagar, Karumandapam, Tiruchy. Ph: 93451-14429 | TRY66 | Airtel | Tamil Nadu | RT Tower
IN-1106542 | Oareapu | 11.2271 | 79.3893 | Mr.Manoharan S/O Mr.Saloman,Oareap, Sinnavalayam, Udayarpalayam, Ariyalur, Ph-9895908587 | OREAP1 | Airtel | Tamil Nadu | GBT
IN-1059990 | Veeracholapuram | 11.1826 | 79.4609 | CHENI MAIN ROAD,VEERACHOLAPURAM. | VEERA1 | Airtel | Tamil Nadu | GBT
IN-1106781 | Vethiyarvettu | 11.2519 | 79.4008 | K.KALIYA PERUMAL, S/O.KARUPPU UDAIYAR, VILLAPALAM, NORTH STREET, KALLATHERU(VIA), VETHIYAR VETTU, ARIYALUR(DT). PH.04331205223. 9865463684 | VTVTU1 | Airtel | Tamil Nadu | GBT
IN-1059603 | Arumbavur | 11.3813 | 78.7293 | D.KRISHNASAMY, NO.51, PALLIVASAL STREET, ARUMBAVOOR POST, PERAMBALLUR DIST-621103 | ARMBR1 | Airtel | Tamil Nadu | GBT
IN-1069396 | Malayalapatti | 11.339 | 78.6623 | VEPPANTHATTAI,PERAMBALUR | 3294 | Vodafone | Tamil Nadu | GBT
IN-1059707 | Poolambadi | 11.4107 | 78.7136 | VEEPANTHATTAI | PLMBD1 | Airtel | Tamil Nadu | GBT
IN-1062362 | Near bus stand | 10.7966 | 78.6811 | M/S.Hotel Anand,T.S.No.168,Part,No.1,Voc Road,Trichy Dist-620001. | TRY75 | Airtel | Tamil Nadu | RT Tower
IN-1062398 | Annamalainagar (A) | 10.8301 | 78.6847 | MR.K.SEYED AHAMED,THE PROPERTY COMPRISED OF OLD T.S.NO.4008.OLD WARD NO.3,OLD BLOCK NO.64,CORRELEATED TO NEW T.S.NO.25,PART,NEW WARD'B',NEW BLCK NO.20 AND OLD T.S.NO.4002,OLD BLOCK NO.60,CORRELATED TO | TRY77 | Airtel | Tamil Nadu | RT Tower
IN-1062249 | Puthur(Northedastreet.) | 10.8187 | 78.6775 | Mr.S.Bhagavathy Raj,Old T.S.No.1819,New T.S.No.21,Ward-D,Block,No.23,No.32,North Eda Street,Puthur,Trichy Dist.-620 017.Ph:98427-24574. | TRY79 | Airtel | Tamil Nadu | RT Tower
IN-1062115 | Thillainagar(Vcross) | 10.824 | 78.6793 | Mr. T.Kannadasan, No.81, Sf No. 183, New Ts No. 9, Gandhipuram, Near Possari Saravanan House, Thillai Nagar V Cross (West), Trichy - 620018, Ph: 98425 77709 | TRY80 | Airtel | Tamil Nadu | RT Tower
IN-1061600 | Manaparai2 | 10.6094 | 78.4239 | Mummy Daddy Towers, 178, Trichy Road, Opp To Indira Theatre, Manaparai ?98424 78646 | MPRI2 | Airtel | Tamil Nadu | RT Tower
IN-1061599 | Manaparai-Rajivnagar1 | 10.6031 | 78.4183 | Eldaa Towers # 404 Leos Villa, Rajiv Nagar, Manapparai | MPRI1 | Airtel | Tamil Nadu | RT Tower
IN-1116877 | Suliapatti | 10.5694 | 78.432 | A. Planai Appan, S/O, Appavu, Suliya Patti, Anam Patti Post, Thiyasaralai Via, Manaparai Tk, Trichy - 621306? Ph- 98652-17548, 92459-18649 | SULPT1 | Airtel | Tamil Nadu | GBT
IN-1074081 | Jambunathapuram | 11.0386 | 78.5058 | k.muthuselvan,s/okolunthan,5/223A,Jambuthapuram-621205 | JMPM1 | Airtel | Tamil Nadu | GBT
IN-1116912 | Kenipallam | 11.0315 | 78.45 | Mr.Rangasamy,S/O,L.R.Chettiyar,Kenipallam Village Vellalapatti Post,Musiri (Tk,)Salem?Ph-9486165552 | KENPM1 | Airtel | Tamil Nadu | GBT
IN-1116908 | Sittilarai | 11.0046 | 78.4412 | Mr.G.Pichaivel,S/O.Gurunathan,Sf.No.6/1B1,No.1/24,Killaku Street,Sitilari Post,Musiri Taluk,Trichy Dist.-621211.Ph:93442-79997 | STLRI1 | Airtel | Tamil Nadu | GBT
IN-1116873 | Elangakurichi | 10.54 | 78.3316 | MR.M.MANICKAM,S/O.MUTHURASU,SF.NO.449/2B,ARASUNILAMPALAYAM,POOSARIPATTYPOST,MAPARAITALUK,TRICHYDIST.-621307.PH:97864-02967 | ELGKH1 | Airtel | Tamil Nadu | GBT
IN-1067406 | Sembarai | 10.9 | 78.8922 | Mr.S.Chella Perumal,S/o-Srinivasan,Door no-1,First street,Sembarai,Tinniyam post,lalgudi taluk,Trichy district-621706,PH:-98426 02443(Suresh) | SMRAI1 | Airtel | Tamil Nadu | GBT
IN-1067464 | Sirumayangudi | 10.8926 | 78.8673 | C.RAJAYA,RAJA RAICE MILL,SIRUMAYANGUDI VILL,LALKUDI TK,TRICHY DT,PIN 621706,PH 9943039506 | SRMGD1 | Airtel | Tamil Nadu | GBT
IN-1116910 | Varaguppai | 11.0192 | 78.9246 | M.Chandrasekar,S/O,Muthusamy,1/154,Mariamman Kovil Street,Varakuppai,Lalkudi Taluk,Trichy-621651?Ph-94439-21850 | VRGPI1 | Airtel | Tamil Nadu | GBT
IN-1059306 | Kalpattichatram | 10.5211 | 78.2217 | K.Chinsamy,286/2A,UdayamHotel,C.KalapattiPost,VaiyampattiVia,MaparaiTk,Trichy-621315 | KLPTM1 | Airtel | Tamil Nadu | GBT
IN-1059311 | Vaiyyampatti | 10.5496 | 78.3012 | V.Rajalingam, Sf No: 142/4, Anna Nagar, Opp To Divya Hosipital, Dindigul Road, Manaparai - Tk, Trichy - 621 315 / 04332-272402, 272015 | VYMPT1 | Airtel | Tamil Nadu | GBT
IN-1059457 | Muttarasanallur | 10.8624 | 78.6523 | NO:9,ANTHA GAR,GUDALORE ROAD, MUTHARASA LLUR, TRICHY | MTRN1 | Airtel | Tamil Nadu | GBT
IN-1062185 | Sastri road76 | 10.8208 | 78.6881 | M.Vijaya Bharathi, 11B/2, Ananda Towers, Opp To Svv Complex, Shasthri Road, Trichy - 620 017, Ph: 94434 04108, 0431-2709337, 2708961 (Acq By Sm) | TRY76 | Airtel | Tamil Nadu | RT Tower
IN-1059109 | Dalmiapuram1 | 10.9752 | 78.9502 | S.Sundari, Opp To Bus Stand, Kallakudi, Dalmiyapuram, Trichy - 621 652, 94438 34343, 04329 235295 | DLPM1 | Airtel | Tamil Nadu | GBT
IN-1086570 | Karmagoundapatti | 10.6189 | 78.3796 | K.RASU,S/O,KARMAGOUNDER,7/179,KARMAGOUNDAMPATTIPOST,MANJAMPATTIVIA,MAPARAITALUK,TRICHY-621307.PH-97880-70186,92459-92145 | KARMA1 | Airtel | Tamil Nadu | GBT
IN-1070932 | Manamedu | 10.9755 | 78.3854 | MR.A.THIYAGARAJAN, S/O.MR.ANNAVI, OLD S.NO.229, NEW S.NO.236, NO.2/539, VAIYALORAR ILLAM, KODIAMPALAYAM, MANAMEDU, THOTTIYAM-TK, TRICHY DIST - 621 209. PH:99420 05221/04326-271260 | MNMDU1 | Airtel | Tamil Nadu | GBT
IN-1060204 | K.Kottampatti | 11.1161 | 78.5714 | MR.A.HAJI MOHAMED,S/O.ABDUL RAHUMAN,NO.463-C,K.KOTTAMPATTY POST,TURAIYUR TALUK,TRICHY DIST.-621 206.PH:04327-256284 | KKTMT1 | Airtel | Tamil Nadu | GBT
IN-1074236 | Kodunthurai | 10.938 | 78.5358 | R. Sreenivashan,s/o: Ramaiya,Kodunthurai(po),Musiri(tk),Trichy-620202 Ph No-9842245293 | KDNTR1 | Airtel | Tamil Nadu | GBT
IN-1101254 | Vengaimandalam | 10.9848 | 78.5973 | MR.VARATARAJU, S/O SRINIVASAN,2/52,VENGAI MANDALAM,VILLAGE,MOOVANUR POST,MUSSIRI TALUK,TRICHY-621 006-PH-04327 295327 | VNGDM1 | Airtel | Tamil Nadu | GBT
IN-1073935 | Ikkarakosakurichi | 10.3611 | 78.309 | A.Mani,s/o:Andiambalam,Ikkarakosakurichi(po),Thuravanakurichi(via),Manapparai(tk),Trichy-621314 Ph No-9245918689 | IKKRH1 | Airtel | Tamil Nadu | GBT
IN-1060047 | Keelavaladi | 10.8763 | 78.767 | PUDU ROAD,GANDHIJIGAR,LALGUDIROAD,LALGUDI(T.K) TRICHY | GNDNG1 | Airtel | Tamil Nadu | GBT
IN-1062165 | Gundur (A) | 10.7294 | 78.7193 | S.Savuriyammal,SfNo.135/1,1/535,MaryMess,Miet,Gundur,PudukottaiMainRoad,Trichy-620007,Ph:04223-2660035(Raghuthan) | GNDUR1 | Airtel | Tamil Nadu | RT Tower
IN-1068679 | Viragalur (A) | 10.9113 | 78.9826 | MRS.F.THENMOZHI,W/O.FELIX JAYARAJ,SF.NO.81/5B1,OLD NO.1/51A,NEW NO.1/76,NORTH STREET,VIRAGALUR POST,LALGUDI TALUK,TRICHY DIST.-621 722.PH:94428-29067 | VRGLR1 | Airtel | Tamil Nadu | GBT
IN-1060882 | Gandhinagar | 10.7737 | 78.6317 | M.Puspam, Sf No: 49/1C, No: 2/79, Gandhi Colony, Ramji Nagar Post, Kallikudi, Srirangam Tk, Trichy - 620009 / 98428-73321 | GANDI1 | Airtel | Tamil Nadu | GBT
IN-1062167 | Gorimedu(Vst) | 10.7946 | 78.6787 | M.Sumathe, 212/1, Collector Office Main Road, Pon Nagar, Trichy - 620 001, Ph: 99943 88909, 94431 38909(Meenakshi Electricals & Hardwares) (Acq By Sm) | TRY74 | Airtel | Tamil Nadu | RT Tower
IN-1062214 | Periyamelakkuparai | 10.7982 | 78.6749 | V. Thangapappa, W/O, Velu, No.116/8, Collector Office Road, Periya Melaku Parrai, Trichy - 620001. Ph-98423 71780, 0431-2483790 | TRY73 | Airtel | Tamil Nadu | RT Tower
IN-1061048 | Viralimalai2 | 10.6296 | 78.5676 | Gf Opposite To Cethar Vessels Pvt Ltd, Trichy Main Road, Viralimalai-621316. | VRLI2 | Airtel | Tamil Nadu | GBT
IN-1059173 | Nagamangalam (A) | 10.7038 | 78.6202 | Trichy Main Road, Nagamangalam | NGMLM1 | Airtel | Tamil Nadu | GBT
IN-1059737 | Lanchamedu | 10.5181 | 78.4886 | Mr.P.Alagar,Sf.No.230/5B,Lanchamedu,Kaikatty,IllupurTaluk,PudukottaiDist-621305.Ph.No.0433-2274281,94438-43696. | LNCMD1 | Airtel | Tamil Nadu | GBT
IN-1106824 | Madhutaranpatti | 10.4795 | 78.5009 | A.ALAGAR VELLAR, S/O.IYNAN VELLAR, S.F.NO.42/7 MADUKARAM PATTY, THENNUR(PO), PALAKURICHI(VIA), MANAPPARAI(TK), TRICHY(DT)-621308. PH.9894520689 9487194583 | MADUT1 | Airtel | Tamil Nadu | GBT
IN-1106778 | Kariyamanickam | 11.0121 | 78.7302 | Mr.V.G. MANALINGAM S/O GANESHA PILLAI, VILL./POST-KARIYAMANICKAM, TALUKA-MANACHANALLUR ,DIST.-TIRUCHIRAPPALLI,PIN-621005, PH- 9842470471 | KRYMN1 | Airtel | Tamil Nadu | GBT
IN-1083391 | Irumbilikurichi | 11.194 | 79.2254 | MR.GOVINDAN, S/O MANIKAM, ROJA FINANCE, ERUMBILIKURICHI. PH. 04331-261260, 9443576410 | IRKRH1 | Airtel | Tamil Nadu | GBT
IN-1106456 | Nagalkuzhi | 11.2333 | 79.2686 | P.GURUSAMY, S/O.PERUMAL, NO.1/117.WEST STREET, NAGALKUZHI(PO), SENDURAI(TK), ARIYALOOR(DT). PH.621 806. PH.9865346569. 9976776069 | NGKZI1 | Airtel | Tamil Nadu | GBT
IN-1074383 | Kallurpatti | 11.0145 | 78.2564 | Maruthambal,w/o: Paramasivam,kallurpatti,Nagayanallure(po),Thotiyam(tk),Trichy-621207 Ph no-9245980785 | KLUPT1 | Airtel | Tamil Nadu | GBT
IN-1101286 | Kilavanpatti | 10.5601 | 78.4569 | MR. SUBRAMANI, F. KEELUR VILLAGE, THIYAKARASA AALAI, MANAPARAI TK, TRICHY? PH- 98653-48470 | KZPTI1 | Airtel | Tamil Nadu | GBT
IN-1059167 | Maravanur (A) | 10.6633 | 78.4898 | U.Manikandan,SfNo:733/6A2,No:7/645,Maravanur,SamuthramPost,MaparaiTk,Trichy-621306/04332-278233 | MRVNR1 | Airtel | Tamil Nadu | GBT
IN-1060103 | Mastanstreet | 10.6056 | 78.4221 | MRS.J.CELINETHERESA,S.NO.728/9,NO.20A2/1,MASTHAN STREET,MANAPPARAI,TIRCHY DIST-621306,PH:9894012237 | MPRI3 | Airtel | Tamil Nadu | GBT
IN-1116926 | Naganallur | 11.3298 | 78.4831 | A. Muthukumar, S/O, Athimoolam, Bagavathi Amman Street, Naganallur Post, Thuraiyur Tk, Trichy - 621010? Ph- 04327-232350 | NGNLR1 | Airtel | Tamil Nadu | GBT
IN-1116856 | Pillupatti | 10.3704 | 78.4291 | Mr.Subbaiah,S/O,Alaganambalam,3/63A,Pillupatti,Nallur Post,Manaparai,Trichy-621314.Ph-94439-61636 | PILPT1 | Airtel | Tamil Nadu | GBT
IN-1061531 | Manachanallur1 | 10.9078 | 78.6993 | Sri Ramakrishna Mahal , Samayapuram Rd, Manachanallur Ph: 2560355 | MCNR1 | Airtel | Tamil Nadu | RT Tower
IN-1116869 | Kannipadi | 10.5041 | 78.4135 | P. Ponnadi Gounder, S/O, Palani Andi, Kanni Pettai Village, Putha Natham Via, Manaparai Tk, Trichy - 621310? Ph- 92454-21947 | KNIPT1 | Airtel | Tamil Nadu | GBT
IN-1116871 | Pannangkombu | 10.5277 | 78.391 | MR.P.MOORSAMY,PAKOMBUVILLAGEANDPOST,MAPARAITALUK,TRICHYDIST-PH-9786760930 | PNKMB1 | Airtel | Tamil Nadu | GBT
IN-1116896 | Nathamangudi | 10.902 | 78.9323 | Mr.R.Ayyarasu,S/O,Rangasamy,2/87B,Mela Street,Nathamangudi Post,Lalgudi Taluk,Trichy-621711 | NTMGD1 | Airtel | Tamil Nadu | GBT
IN-1074401 | Kumulur | 10.9558 | 78.8463 | Ms.R.Chinna Ponnu,W/o-Ramalingam,Door no-3/70,Kumalur post,Lalgudi taluk,Trichy district-621712,PH:-9842527837 | KMLUR1 | Airtel | Tamil Nadu | GBT
IN-1101272 | Kuthiraikuttipatti | 10.6395 | 78.4123 | Mr.A.Muthusamy, Survey No:533/53 situated at Kuthiraikutti Patti, Allipatti post,Manaparai Taluk, Trichy District - 621 306, PH: 9965238488, & 04332-292377 | KTRKT1 | Airtel | Tamil Nadu | GBT
IN-1116887 | Nallampillai | 10.6523 | 78.3712 | PonnualagesanPONNUALAGESAN,S/O.RAJAGOPAL,LLAMPILLAI(V)(P),MANJAMPATTI(Via),MAPPARAI(Tk),TIRUCHY(Dt),PH:9443645322.,S/O.Rajagopal,Nallampillai(V)(P),Manjampatti(Via),Manapparai(Tk),Tiruchy(Dt),Ph:94436 | NALLM1 | Airtel | Tamil Nadu | GBT
IN-1106485 | Marudur | 11.2641 | 79.2686 | MR. M. SIVAKUMAR ,S/O- S. S. R. MUTHUKUMARASAMEY, MARUDUR POST, PONPARAPPI (PO),UDAYARPALAYAM TALUK,ARIYAUR DIST.-621710 , PH:-9965402977, 04331-240131,04331-240490 | MARUD1 | Airtel | Tamil Nadu | GBT
IN-1106583 | Neikulam | 11.058 | 78.838 | Mr.C. RAMARAJ,3/65 , NORTH STREET , VILL./POST-NEIKULAM, TALUKA- LALGUDI ,DIST.-TIRUCHIRAPPALLI,PIN-621105, PH- 9842672314 | NKLAM1 | Airtel | Tamil Nadu | GBT
IN-1060250 | Murugurjn. | 11.1808 | 78.5756 | MR.K.RAMAYEE,W/O.RAMAMOORTHY,NO.2/162,MURUGUR MAIN ROAD,MURUGUR POST,TORAIYUR TALUK,TRICHY DIST.-621008.PH:04327-290157 | MURGR1 | Airtel | Tamil Nadu | GBT
IN-1074636 | Kuravampatti | 10.939 | 78.5957 | R.Ganeshan,s/o:Ramasamy,Kuruvampatti,Solanganallur(po),Mannachanallure(tk),Trichy-621213 Ph No-0431-3202487 | KVMPT1 | Airtel | Tamil Nadu | GBT
IN-1059142 | Koothappar (A) | 10.7958 | 78.7931 | A.ThangavelSomuyakar,SfNo.277/1,SouthStreet,Koothapur,Trichy-18,Ph:2511056 | KOTPR1 | Airtel | Tamil Nadu | GBT
IN-1060481 | Krishnasamudram | 10.7971 | 78.8055 | MR.K.SUBRAMANI,S/O KULANDAIVEL,SF-NO-452/5,PATTA NO 163,IYYANAR RICE MILL,KRISHANASUMUDRAM,KOOTHAIYAPPER POST,THIRUVARUMBUR TALUK,TRICHY-620013, PHONE :04312500811,2510657 | KRSDM1 | Airtel | Tamil Nadu | GBT
IN-1059185 | Navalapattu | 10.7498 | 78.775 | S.Geetha, Sf No: 183/11, Rsf No: 389/29, South Street, Navalpattu, Trichy - 620016 / 0431-2582299 | NVLPT1 | Airtel | Tamil Nadu | GBT
IN-1060361 | Koppavali | 10.8733 | 78.85 | MR.R.RANGARAJU,SF.NO.210/5SATHA MANGALAM ROAD,KOPPAVALLI,ADIGUDI POST,LALGUDI TALUK,TRICHY DIST.-621 702.PH:0431-6956229 | KOPPA1 | Airtel | Tamil Nadu | GBT
IN-1061529 | Lalgudi-Busstand | 10.8786 | 78.8182 | P.Sai Ram, Sri Perumal Complex, 18, Anbil Road, Lalgudi / 0431 - 2541225 | LALG1 | Airtel | Tamil Nadu | RT Tower
IN-1061530 | Lalgudi-Thirumanjanastreet | 10.8708 | 78.8198 | Kavitha Clinic Building, # 70 Abishekapuram, Thirumunjana Street, | LALG2 | Airtel | Tamil Nadu | RT Tower
IN-1062366 | Mathur3 | 10.7151 | 78.7239 | M.Muthulakshmi, A25B, Sarava Complex, Ii Street, An gar, Pudhukottai, Mathur, Trichy - 622515, Ph: 04339-250458 (Acq By Raghu) | MATUR3 | Airtel | Tamil Nadu | RT Tower
IN-1071003 | Muthuvathur | 10.9826 | 78.9822 | MR.TISAIVILAI,SUBRAMANIYAN KOVIL STREET,MATHUVATHUR VILLAGE,SANAUR,LALGUDI TALUK,TRICHY DIST-PH-98424 04929 | MTVTR1 | Airtel | Tamil Nadu | GBT
IN-1059901 | Muthukulam | 10.7539 | 78.6052 | MR.A.JOHNJOSEPH,OLDSURVEYNO.428,NEWSURVEYNO:570/4,NO5/343,MUTHUKULAM,KOTTAPATTUPOST,RAMJIGARVIA.,TRICHYDISTRICT-620009.PH:0431-2690957. | MTHKL1 | Airtel | Tamil Nadu | GBT
IN-1101251 | Kottathur | 11.1064 | 78.67 | MR.R.RAJA,S/O.V.N.RAMASAMY,SF.NO.375/7C1,NO.4/133,KUDISTREET,KOTTATHURPOST,MUSIRITALUK,TRICHYDIST.-621004.PH:978876220 | KTTHR1 | Airtel | Tamil Nadu | GBT
IN-1070988 | Maruvathur (A) | 11.1945 | 78.6142 | Mr.R.Nataraj,S/o-Rangaraj,Door no-5/50,Raddiyar street,Maruvathur,Kerampur(via),Thuraiyur taluk,Trichy district,PH:-9245986258 | MRVTR1 | Airtel | Tamil Nadu | GBT
IN-1101182 | Muthayampalayam | 11.1118 | 78.6315 | MRS.P.PICHAYEE,W/O,PERIYASAMY,VADAKUSTREET,MUTHALIYAMPALAYAM,THURAIURTK,TRICHY-621004?PH-98424-14100 | MTMPM1 | Airtel | Tamil Nadu | GBT
IN-1062094 | Edamalaipattipudur | 10.7748 | 78.6716 | Mr. Mamundi, Muttumariamman Kovil, Satyavelu Colony, Edamalaipattipudur. Tiruchy Dist. Ph: 94444-58735 | TRY63 | Airtel | Tamil Nadu | RT Tower
IN-1116872 | Podangupatti | 10.529 | 78.4436 | MR.PERUMAL,S/O,PONGOUNDER,86,PODANGAPATTIVILLAGE,MAPARAITALUK,TRICHY-621306..PH-98433-63422 | PDNPT1 | Airtel | Tamil Nadu | GBT
IN-1062049 | Gandhimarket (A) | 10.8164 | 78.7007 | Skv Complex, No.30, Yanakatti Metu Street, Gandhi Market, Trichy. | TRY51 | Airtel | Tamil Nadu | RT Tower
IN-1060977 | Pappakurichi (A) | 10.8157 | 78.7488 | A.Suganthi, Sf No:271/7, Open Land Of J.Ponnagan, Pappakurichi, Kattur Road, Trichy - 19/ 04142-282121 | PPKCI1 | Airtel | Tamil Nadu | GBT
IN-1066725 | Orathur | 11.0601 | 78.9829 | MR.M.ARUMUGAM,NORTH STREET,ORATHUR VILLAGE,KALLAKAM POST LALKUDI, TRICHY-621683?PH-04329-209191 | ORTHR1 | Airtel | Tamil Nadu | GBT
IN-1059411 | Muttapudiyampatti | 10.6407 | 78.4489 | Mr.ChinianS/OKarpavadiyar,VadakukalamMuttapudiampatti,TrichyDt-621306;Ph-9842609217(Pp)9842609219(Nh-45.(MaravanurToAmmapet) | PDYMT1 | Airtel | Tamil Nadu | GBT
IN-1062574 | East Andal street | 10.8279 | 78.7 | S.RAVINDRAN,S/O.MR.SINGARAM,NO.1/1A,TANJORETANK STREET,(EASTANDAL STREET),ROCKFORTVIA,THEPPAKULAM,TRICHY-620002,PH-0431-5502205(ACQBYRAGUNATHAN) | TRY62 | Airtel | Tamil Nadu | RT Tower
IN-1059464 | Pulidipatti | 10.3117 | 78.391 | Mr.V.KajaMohideen,SurveyNo-10-8A,ThirupatturT.K,PonmaravathyRoad,PulidipattiVillage,SivagangaiDistrict-625103,Ph:9443475064,04544230751 | PLDPT1 | Airtel | Tamil Nadu | GBT
IN-1106665 | Nayaganaipriyal | 11.1288 | 79.3441 | R.RANGA NAYAGI, W/O.RAJAMANICKAM, NAYAGANAI PRIYAL(PO), UDIYAR PALAYAM, ARIYALUR(DT)-621804. PH9787941770 | NYGPL1 | Airtel | Tamil Nadu | GBT
IN-1116876 | Ponnakonepatti | 10.5587 | 78.3691 | P.Vellankanni, S/P Prakasam, Sf No.226/7 No.990A Poonagonapatty, Chettiyampatty Village, Malaiadipatti Post. Manaparai Tk, Trichy 621307 | PNKPT1 | Airtel | Tamil Nadu | GBT
IN-1059284 | Pullampadi (A) | 10.9411 | 78.9088 | P.Shanthi, Sf No: 397/6, Adjacent To Reliance Tower, Karayampatti Street, Pullambadi, Lalgudi Tk, Trichy - 621711 / 9845104570 | PLMPD1 | Airtel | Tamil Nadu | GBT
IN-1106767 | Punjaisangeedhi | 10.9458 | 78.8776 | P.MALRKUDI,W/O,PERIASAMYUDAYAR,EAST STREET,PUNJAISANGEETHI POST,PULLAMBADI VIA LALGUDI TALUK TRICHY-621711,PH-99445-74635,99445-74634 | PNJND1 | Airtel | Tamil Nadu | GBT
IN-1059902 | Pallapatty | 10.5378 | 78.2613 | MR.P.MATHAnaICKER,SF.NO.37/1,MATHAnaICKERTHOTTAM,PALLAPATTY,DINDIGULMAINROAD,VAIYAMPATTYVIA.,MAnaPARAITALUK,TRICHYDIST-621315.PH.NO.04332-276218. | PLPTY1 | Airtel | Tamil Nadu | GBT
IN-1062338 | Nsbroad | 10.8262 | 78.6954 | Mrs.Kantthalall, Kasturi Nivas, No. 23, Double Mall Street, Trichy Dt - 620002, Ph: 98424-56010 (Acq By Kg. Sivakumar - 98940 72397 / 98946 46588) | TRY54 | Airtel | Tamil Nadu | RT Tower
IN-1116883 | Onathampatti | 10.6054 | 78.3226 | Mr.Periyarengaraj,S/Omr.Ramasamy,Sf.No.149/1B,Onthampatti Village,Palayakottai Post,Elangakurichi Via.,Manaparai Taluk,Trichy Dist.-621302.Ph:98428-08312/04332-272117 | ONTPT1 | Airtel | Tamil Nadu | GBT
IN-1059784 | Sangaliandalpuram 56 | 10.8003 | 78.7066 | Mr.E.Ramesh,Old Sf.No.2/1,New Sf.No.2/6,Sri Sun Plast Pipes,No.27,Manalvari Thurai Road,Sangiliyandalpuram,Trichy Dist.-620 001. | TRY56 | Airtel | Tamil Nadu | GBT
IN-1062084 | Senthaneerpuram | 10.7964 | 78.7124 | Mr. Somasundar, No.26, Kumaran Street, Chendaniyarpuram, Trichy. | TRY55 | Airtel | Tamil Nadu | RT Tower
IN-1059504 | Palaganangudy | 10.7154 | 78.8185 | C.Sudhakar, 187/1, 187/2, South Street, Palagagudy, Trichy-620025, Ph: 0431-2580120, 2060428 | PLGDY1 | Airtel | Tamil Nadu | GBT
IN-1062113 | J.P.Nagar | 10.7901 | 78.664 | S.Prema,S.M.Nivas,266/7,No.6,J.P.gar,Karumandapam,Trichy-1,Ph-9443827166/0431-4200752(AcquiredBySubramaniam) | TRY65 | Airtel | Tamil Nadu | RT Tower
IN-1062384 | Alexandarroad | 10.8032 | 78.6833 | Mr.R.Sakunthala,Old.T.S.No.382,New T.S.No.18/1 & 2, George Oaks Building,No.1/4, Alexandar Road, Contonement,Trichy Dist-620001. | TRY59 | Airtel | Tamil Nadu | RT Tower
IN-1062367 | Lawsonsroad | 10.8045 | 78.6796 | Mr.V.Natarajan,T.S.No.115,No.21,Reynolds Road,Contonment,Trichy Dist-620001.Ph.No.0431-2410675. | TRY60 | Airtel | Tamil Nadu | RT Tower
IN-1061880 | Cantonment (A) | 10.7994 | 78.6817 | Kanjena Plaza, 13 F William Road, Cantonment, Trichy - 1 | TRY02 | Airtel | Tamil Nadu | RT Tower
IN-1059243 | Kallukuzhi | 10.7934 | 78.6922 | Saraswathy Land, Behind Saraswathy Illam, 19/6, Ist Street, Kallukuzhi, Trichy 20. | TRY29 | Airtel | Tamil Nadu | GBT
IN-1062621 | Mannarpuram (A) | 10.7875 | 78.6918 | MR.K.SHENBAGAVEL NADAR, S/O.KANDASAMY, NO.30, NORTH STREET, MANNARAPURAM, TRICHY - 620 020. PH:94437 22885/0431-2422995 | TRY100 | Airtel | Tamil Nadu | RT Tower
IN-1060251 | Tudayur | 10.8892 | 78.6467 | MR.P.THANGIAH,SF.NO.134/4,NO.3/120,SOUTH STREET,THUDAIYUR,SIRUGAMBUR VIA.,MANACHANALLUR TALUK,TRICHY DIST-621 213-PH-0431 2620253/9843333366 | TUDYR1 | Airtel | Tamil Nadu | GBT
IN-1061881 | Tennur | 10.8147 | 78.6856 | 9 Annanagar Main Road, Tennur Trichy - 17 | TRY03 | Airtel | Tamil Nadu | RT Tower
IN-1062339 | Thennurhighroad. | 10.8164 | 78.6811 | Mr.N.Karthiravan,NewTs.No.19,No.5,BabuChettyStreet,Thennur,TrichyDist.-620017.Ph:98424-79246/98947-79246 | TRY81 | Airtel | Tamil Nadu | RT Tower
IN-1062720 | Navanthitamstreet | 10.8314 | 78.6757 | MR.M.SABARIRAJ,OLD TS.NO.3539,PART,NEW TS.NO.9/54,NO.18/14,NESAVALAR COLONY,NAWAB THOTTAM,2ND CROSS,WORAIYUR,TRICHY DIST.-620 003.PH:93459-86273/98845-12373 | TRY108 | Airtel | Tamil Nadu | RT Tower
IN-1062245 | Pandamangalam | 10.8262 | 78.6704 | Mr.A.Viswalingam, No.-26, South Vellar Street, Pandamangalam, Woraiyur, Trichy Dist.-620 003. Ph:0431-2761192,93451-22846 | TRY89 | Airtel | Tamil Nadu | RT Tower
IN-1062117 | Salairoad (A) 90 | 10.8272 | 78.6796 | S.Sekar, D.No.31A/5, Aarathi Gift Home Building, Salai Road, Waraiyur, Trichy-620003, Ph: 98425 92300 / 0431 2750945 | TRY90 | Airtel | Tamil Nadu | RT Tower
IN-1062558 | Tanjore main road | 10.8027 | 78.7402 | G.LATHA,3/241,RPG COMPLEX,UDCCOLLEGEBUSSTOP,TANJOREMAIN ROAD,KATTUR,TRICHY-620019.PH:9443106777 | TRY105 | Airtel | Tamil Nadu | RT Tower
IN-1062582 | Thiruverumbur 104 | 10.7902 | 78.7692 | MR.N.PANCHANATHAM,S.NO.49/7A,MEENAKSHI COMPLEX@RUBINA COMPLEX,IAS NAGAR,TANJOREMAIN ROAD,THIRUVERUMBUR,TRICHY DIST-620013,PH:0431-2513332/9345158914 | TRY104 | Airtel | Tamil Nadu | RT Tower
IN-1061886 | Palakarai | 10.8083 | 78.6986 | 1E, Eda Street, Pallikarai, Trichy-1 | TRY09 | Airtel | Tamil Nadu | RT Tower
IN-1062742 | Raghavendragarden | 10.8581 | 78.7004 | MR.D.NATRAJAN/N.DHAKSINAMOORTHY/D.KARTHIYAYINI,TS.NO.2191/2,NO.115B,RAGHAVENDRA GARDEN,3RD CROSS,THIRUVANAI KOVIL,TRICHY DIST.-620 005.PH:98943 63253/0431-2231949 | TRY109 | Airtel | Tamil Nadu | RT Tower
IN-1061901 | Samayapuramtollgate | 10.8742 | 78.7072 | SriAmmanTowers#6,Rkvnagar,SamayapuramTollgate,Trichy | TRY27 | Airtel | Tamil Nadu | RT Tower
IN-1061884 | Srirangam06 | 10.8569 | 78.6933 | 17-I Gandhi Road, Srirangam, Trichy - 6 | TRY06 | Airtel | Tamil Nadu | RT Tower
IN-1061883 | Thiruvanaikovil 05 | 10.8528 | 78.7011 | 7 Sannathi Street, Thiruvanai Koil, Trichy - 5 | TRY206 | Airtel | Tamil Nadu | RT Tower
IN-1059461 | Thuvarankurichi1 | 10.384 | 78.3862 | S.MURUGESAN,S/OSRINIVASAN,140/1,SOUTHSTREET,THENKOMPOST,MUSIRI(TK),TRICHY-621202PH:9443820805,04326273205 | TRKCI1 | Airtel | Tamil Nadu | GBT
IN-1062252 | Thuvarankurichi2 | 10.3751 | 78.3852 | Mrs.M.Meharunisha, W/O. Mohammed Ali Jinnah, No: 24/43A, Musilim Nadu Street, Thuvarankurichi, Trichy-621314, Ph: 94431 54986 / 04332-254332 | TRKCI2 | Airtel | Tamil Nadu | RT Tower
IN-1067999 | Velakurichi | 10.4095 | 78.3543 | C.Vellakannu,s/o:Cennu,Velakuruchi(vil),Karumalai(po),Thuravanakuruchi(via),Mannapparai(tk),Trichy-621314 Ph No-9788209129 | VLKRH1 | Airtel | Tamil Nadu | GBT
IN-1067734 | Thiruvarangapatty | 10.9168 | 78.6669 | Mr.Venkitesean,S/o-Vadamalai,Door no-68(A),Thiruvarangapatty,Alayamanavalam post,Manachanallur taluk,Trichy district-621005,PH:-9942285000 | TRVGT1 | Airtel | Tamil Nadu | GBT
IN-1116905 | Thappai | 10.9905 | 78.9087 | M.Kailasari, S/O Muthusamy, South Street, Kallakudi (Via), Thappai Post, Lalgudi (Tk) Trichy 621651 | THPPI1 | Airtel | Tamil Nadu | GBT
IN-1061882 | Big chowk | 10.8244 | 78.6983 | 1 Kilather Street, Big Chowk, Trichy - 2 | TRY04 | Airtel | Tamil Nadu | RT Tower
IN-1062634 | Chintamani | 10.8355 | 78.6966 | MRS.S.LATHA,W/O,S.SATHIYANARAYANAN,NO.12/2INDRA NAGAR,NEAR HIGH SCHOOL,TRICHY-620 008. | TRY103 | Airtel | Tamil Nadu | RT Tower
IN-1062773 | Sastri road (A) | 10.8239 | 78.687 | MRS.R.SUSHILA,W/O.S.RAVIKUMAR,OLD TS.NO.50&51 PART TS.NO.81,NO.C-87/1,THILLAI NAGAR,NORTH EAST EXTN.,TRICHY DIST.-620 008.PH:93451 01629 | TRY110 | Airtel | Tamil Nadu | RT Tower
IN-1061888 | Wbroad | 10.8242 | 78.6933 | Sivapoorna Complex,58-Wb Road,Trichy-2 | TRY11 | Airtel | Tamil Nadu | RT Tower
IN-1106944 | Thiranipalayam | 11.0908 | 78.8748 | S.Anbalagan,thiranpalayam,padalur via, lalgudi tk,trichy dist:-620002, PH: 9443401504 | TIRAN1 | Airtel | Tamil Nadu | GBT
IN-1062095 | Kajamalai86 | 10.7754 | 78.6946 | Mrs. Noorunisha, Rs Valamudhi Chollam Building, No.16/1C, Race Cource Road, Near E.V.R College, Kajamalai, Trichy-620023, Ph: 94433 24216, 0413-2421616 | TRY86 | Airtel | Tamil Nadu | RT Tower
IN-1062364 | Lic nagar | 10.7617 | 78.6824 | Aircel Tower, No.1 Ranga Complex, Lic Nagar, Trichy | TRY88 | Airtel | Tamil Nadu | RT Tower
IN-1060108 | Tvstollgate | 10.7834 | 78.6984 | KALEELRAHMAN,SARAUTOCARAGE,NO:4,RACECOURSE ROAD,NEARANNASTADIUM,TOLLGATE,TRICHY-8,98424-44448,98428-84448 | TRY87 | Airtel | Tamil Nadu | GBT
IN-1116903 | Thennakunam | 10.9649 | 78.5242 | S.Murugesan, S/O Srinivasan, 140/1, South Street, Thennakonam Post, Musiri (Tk), Trichy- 621202 Ph: 9443820805,04326273205 | TNKNM1 | Airtel | Tamil Nadu | GBT
IN-1061899 | Ganesapuram | 10.785 | 78.7925 | K.S.Complex,4/199,Ganesapuram,Trichy-620014. | TRY25 | Airtel | Tamil Nadu | RT Tower
IN-1061894 | Navalpatturoad | 10.785 | 78.7753 | 28 Navalpattu Road, Trichy - 13 | TRY20 | Airtel | Tamil Nadu | RT Tower
IN-1061807 | Thathayangarpet (A) | 11.1215 | 78.4492 | S.Ranganathan, S.F No. 35/B1, Sri Parameswari Jewellery, Canara Bank Building, Namakkal Main Road, Thathaiyengarpettai, Musiri Tk, Trichy Dt-621214, Ph: 954326 248922 | THYPT1 | Airtel | Tamil Nadu | RT Tower
IN-1062136 | Nanchikurichi | 10.8155 | 78.6476 | R. Durai RajuR.DuraiRaju,34/1,KavinComplex,Kairasigar,VayalurMainRoad,nchikurichi,Trichy-620102,Ph:0431-, 34/1, Kavin Complex, Kairasi Nagar, Vayalur Main Road, Nanchikurichi, Trichy - 620102, Ph: 043 | TRY85 | Airtel | Tamil Nadu | RT Tower
IN-1062363 | Officerscolony (A) | 10.8121 | 78.6802 | Mrs.G.Mangayarkarasi,Ward No.2,Ts.No.818/3 &819/13,Block No.14,New Ts.No.5,Dr.A.Govindarajan Eye Hospitals,No.70,Officers Colony,Puthur,Trichy Dist.-620 017.Ph:98940-71503/0431-6501428/2792901/2793167 | TRY82 | Airtel | Tamil Nadu | RT Tower
IN-1061887 | Puthur 10 | 10.8139 | 78.6781 | 18 Evr Road, Puthur, Trichy - 17 | TRY10 | Airtel | Tamil Nadu | RT Tower
IN-1062409 | Ramalinganagarextn. | 10.8166 | 78.6687 | NO:2,1ST CROSS ST, SRINIVASA GAR,TRICHY | TRY83 | Airtel | Tamil Nadu | RT Tower
IN-1062116 | Uyyakondanthirumalai (A) | 10.8146 | 78.6605 | M. Krishnamoorthy / M. Ramachandran, Andavar Complex, D.No.61/1A, Ganapathi Nagar, Vayalur Main Road, Uyyakondan Thirumalai, Trichy - 620017 (Acquired By Subramaniam -9894010684) | TRY84 | Airtel | Tamil Nadu | RT Tower
IN-1062134 | Craftroadextn. | 10.7773 | 78.6757 | NO.159 ANBU GAR ,TRICHY | TRY45 | Airtel | Tamil Nadu | RT Tower
IN-1061907 | Crawford | 10.7822 | 78.6756 | Anna Parshanth Complex, Crawford Trichy. | TRY34 | Airtel | Tamil Nadu | RT Tower
IN-1062753 | Chandran nagar | 10.8794 | 78.7103 | K THANKARANI,W/O M KAMALA NADHAN,9,CHANDRAN NAGAR,NO: TOLL GATE ,TRICHY-621216.9444495635. | TRY119 | Airtel | Tamil Nadu | RT Tower
IN-1030470 | Siruganur (V) | 10.9913 | 78.7798 | MAM COLLAGE ,CHENI MAIN ROAD,SIRUGANUR,TRICHY | 774 | Vodafone | Tamil Nadu | GBT
IN-1062093 | Eastbuliwardroad (A) | 10.8197 | 78.7011 | E.B ROAD, TRICHY | TRY50 | Airtel | Tamil Nadu | RT Tower
IN-1062213 | Gujili | 10.8225 | 78.6954 | H.Sajahan / S. Jehara Begam, No. 92/51, Sams Piran Street, Trichy-620008, Ph: 98424 11551 | TRY92 | Airtel | Tamil Nadu | RT Tower
IN-1060166 | Thuvakudi industrial estate-II | 10.7526 | 78.8181 | MR.S.VARADHARAJAN,SF.NO.411,410&414,M/S.SIVASAKTHI INDUSTRIES,NO.D-15,DEVELOPED PLOT ESTATE,THUVAKUDI,TRICHY DIST.-620 015.PH:94422-66456/0431-2500017 | TRY96 | Airtel | Tamil Nadu | GBT
IN-1059322 | Thuvakudi(Near NIT) | 10.7532 | 78.8252 | The President Mr.Hazi A Mohammad Iiiyas,, Sf No. 430 & 431. Opp To Police Station, First Street, Barakat Nagar, Thuvakudi, Tirchy-620015, Ph-0431-2500668 | TRY39 | Airtel | Tamil Nadu | GBT
IN-1067739 | Valavandankottai | 10.7572 | 78.8305 | N.kumar,5/131 valavandankottai main nroad ,po & tk,parambalur tk& dt,PH 9842685449. | TRY134 | Airtel | Tamil Nadu | GBT
IN-1059517 | Thillainagar42 | 10.827 | 78.6834 | Mr. R. Balaji / Mrs. B. Alli Rani, Old Ts No. 3859, New Ts No. 41, No. 73, Swathi Arcade, Opp To Uti Bank, Salai Road, Thillai Nagar, Trichy - 620018, Ph: 94431 01450 / 0431-2771819 (Acquired By Subra | TRY42 | Airtel | Tamil Nadu | RT Tower
IN-1061911 | Woraiyur 48 | 10.8294 | 78.6696 | Sri Devi Fhiruamman Mantapam,Vekkaliamman Kovil St,Fathima Nagar,Woraiyur,Trichy,Ph-2761973,9443922289 | TRY48 | Airtel | Tamil Nadu | RT Tower
IN-1062792 | Kattur | 10.801 | 78.7453 | MR.A,ARULANADA SAMY,AAS COMPLEX,NO.4/107,THANJAI MAIN ROAD,KATTUR,TRICHY-620019.PH:99943-37847/0431-2532019 | TRY124 | Airtel | Tamil Nadu | RT Tower
IN-1061893 | Thanjavurroad | 10.8042 | 78.7361 | Malayappa Nagar, Thanjavur Main Road, Trichy - 10 | TRY18 | Airtel | Tamil Nadu | RT Tower
IN-1061905 | Beemanagar | 10.8086 | 78.6907 | # 10 Heber Road Beema Nagar - Trichy 1 | TRY32 | Airtel | Tamil Nadu | RT Tower
IN-1062424 | Cantonment road | 10.804 | 78.6877 | MR.N. SIVALINGAM, OLD TS NO. 1161/1, NEW TS NO.12/9 PART, NO.36, AJANTHA XEROX, PROMINENT ROAD, CONTONMENT ROAD, TRICHY DIST - 620001 PH: 9894266133/0431-2413359 | TRY94 | Airtel | Tamil Nadu | RT Tower
IN-1061909 | Northandalstreet | 10.8299 | 78.6959 | Mr Ramaswamy 181 North Andal Street, Trichy. | TRY37 | Airtel | Tamil Nadu | RT Tower
IN-1062142 | Palakarai(Prabhaththeatre) | 10.8132 | 78.695 | S.Kaja Mohideen, 58, S.A.R Complex, Jai Street, Madurai Road, Palakarai - Trichy - 620008, Ph: 0431-2709831 / 94436 48497 | TRY91 | Airtel | Tamil Nadu | RT Tower
IN-1061890 | Pudukottai road13 | 10.8011 | 78.6906 | Ebinazer Shopping Complex, Pudukottai Road, Trichy 620001 | TRY13 | Airtel | Tamil Nadu | RT Tower
IN-1062926 | Shankaranpillairoad | 10.8312 | 78.7 | MR.N.S.ARUL JOTHI, S/O.N.SANKARAN PILLAI, T.S.NO.4 & 5, NO.20, SANKARAN PILLAI ROAD, THEPPAKULAM POST, TRICHY DIST - 620 002. PH:94866 76287/0431-2704573 | TRY122 | Airtel | Tamil Nadu | RT Tower
IN-1061903 | Melurroad(Srirangam) | 10.8662 | 78.6865 | R.Vasanthi, 7A, Salai Road, Melur Road, Srirangam , Trichy / 0431- 2434125 | TRY30 | Airtel | Tamil Nadu | RT Tower
IN-1062361 | Srirangam47 | 10.8631 | 78.6927 | Pathmasalaya Ramanaya Gowda Thirumana Mahal, Door No 75/ 92 , Kila Adiya Valanjan ,Srirangam ,Trichy-620006, Ph: 0431 - 2431099, 94439 55795 (President Mr.Nagaraj), (Acq By Kg Sivakumar) ? ? ? ? ? ? ? | TRY47 | Airtel | Tamil Nadu | RT Tower
IN-1126705 | Fortstationroad | 10.8272 | 78.6876 | A.S Mohammad Ayub S/O A.K.A Ayub, Door No- 74C/20B | TRY118 | Airtel | Tamil Nadu | RT Tower
IN-1106694 | Uthamanurpudhur | 10.9324 | 78.8067 | Ms.Balkesh Begam,W/o-Mohammad Ali,Door no-64,Main road,Uthamanur Pudhur,Poovalur(via),Keela Lakkudi,Lalgudi taluk,Trichy district-621712,PH:-0431 2670174 | UMPDR1 | Airtel | Tamil Nadu | GBT
IN-1062831 | Kamaraj nagar (A) | 10.7598 | 78.7019 | MR.D.RAMAIAH,SF.NO.198,NO.156,ELANGO STREET,KAMARAJ NAGAR,AIRPORT,TRICHY DIST.-620 007.PH:94424 19703/0431-2430868 | TRY112 | Airtel | Tamil Nadu | RT Pole
IN-1062646 | Ayyappan nagar | 10.7651 | 78.679 | MRS.C.AMUDHAVALLI,SF.NO.13/8,8A1,SVS BABU COMPLEX,NO.1,PILLAIYAR KOIL STREET,TRICHY DIST.-620 021.PH:99943-70278/0431-2458536 | TRY113 | Airtel | Tamil Nadu | RT Tower
IN-1062743 | Indian bank colony | 10.7754 | 78.6865 | MR.M.BAILAL,NO.9,DAVID COLONY,R.P.F.ROAD,TRICHY-21.PH:99429-04325/0431-2458176 | TRY114 | Airtel | Tamil Nadu | RT Tower
IN-1059244 | Kajamalai40 | 10.7814 | 78.6907 | Fazlun.Bi., Survey No:236/58, Arebic College Road, Kajamalai, Trichy -20 / 94438-26817, 04282-240247 | TRY40 | Airtel | Tamil Nadu | GBT
IN-1062894 | R.Spuram | 10.7666 | 78.6934 | MR.KAMAL BATCHA,NO.1,RVS NAGAR,KAJAMALAI ROAD,K.K.NAGAR POST,TRICHY DIST.-21.PH:04328-244267 | TRY125 | Airtel | Tamil Nadu | RT Tower
IN-1061889 | Sundar nagar | 10.7689 | 78.6842 | 1 Sundar Nagar 1St Cross, Trichy 620021 | TRY12 | Airtel | Tamil Nadu | RT Tower
IN-1062546 | Trichy road (Thuraiyur3) | 11.1457 | 78.5938 | DR.R.RAVEENDRAN,100(OLDNO:13A8),COOPNAGAR,TRICHYROAD,TAURAIYUR-621010.PH:9865190123;04327222234 | TRYR3 | Airtel | Tamil Nadu | RT Tower
IN-1067738 | Selvapuram | 10.7799 | 78.7767 | MRS.A.ROJA MALAR,S/O.ADIVESWARAN,SF.NO.125/3,JEEVAN ILLAM,1ST CROSS,SELVAPURAM,TIRUVARAMBUR,THIRUCHIRAPALLI DIST.-620013.PH:94426-60614/0431-2511914 | TRY130 | Airtel | Tamil Nadu | GBT
IN-1062797 | Thiruvenkatanagar | 10.7842 | 78.7865 | B.LILY, B 94 JAI NAGAR, TIRUVERUMBUR, TRICHY 620013. PH:9442513994,94436 74242,0431 2513994. | TRY120 | Airtel | Tamil Nadu | RT Tower
IN-1060340 | Vengur | 10.8149 | 78.771 | MR.VASUDEVAN,SF.NO.4/31A,KULATHU STREET,VENGUR,TRICHY-620013.PH:93456-70655 | TRY123 | Airtel | Tamil Nadu | GBT
IN-1061908 | Annanagar 36 | 10.7329 | 78.7606 | G.Elumalai Building, # 327, Anna Nagar, Periya Nayagi Complex, Trichy | TRY36 | Airtel | Tamil Nadu | RT Tower
IN-1059865 | Oftquarters | 10.7141 | 78.7689 | Mrs.r.vaanmathi,s.f.no.34/5,door No.2/226,m.g.r.nagar,anna Nagar Post,trichy Dist.-620 026.ph:0431-2060218 | TRY93 | Airtel | Tamil Nadu | GBT
IN-1059245 | Poolagudicolony | 10.7235 | 78.7854 | V.Navaneetha Krishnan, Sf No:35/13, Utr Survey No: 130/7, Bharthiyar Street, Poolagudi Colony, Happ Post, Trichy - 620025 | TRY41 | Airtel | Tamil Nadu | GBT
IN-1061026 | Ponnagar 17 (A) | 10.7933 | 78.6744 | Saroja'S Land,18-5Th Cross,Ponnagar,Trichy-1 | TRY17 | Airtel | Tamil Nadu | GBT
IN-1061906 | Rajacolony 33 | 10.8044 | 78.6739 | Nangavaram Seshadri Prasad Building, # 5, Raja Colony, Trichy | TRY33 | Airtel | Tamil Nadu | RT Tower
IN-1061910 | Ramalingnagar | 10.8211 | 78.6725 | Nargis Begam Building, ?P-8, New No.65, 1St Main Road, Ramalinga Nagar ?Trichy. | TRY38 | Airtel | Tamil Nadu | RT Tower
IN-1106663 | Sirukalapur | 11.043 | 78.901 | M.MANIVEL,S/O,MARUTHAMUTHU,SIRUKALAPURVILLAGE,LALGUDITALUK,TRICHY-621651..PH-98650-62375,0431-2651236 | SRKPR1 | Airtel | Tamil Nadu | GBT
IN-1083442 | Uliyakudi | 11.0862 | 79.2336 | MR.S.NETHIRASAMY,145,MAINROAD, ULIANGUDIPOST, UDAYARPALAYAM TK, ARIYALUR-DIST. PH.9843865993, 04331-262218 | 5599 | Vodafone | Tamil Nadu | GBT
IN-1098330 | Kothrapatti | 10.5321 | 78.5792 | KELAKOTHARIPATTI,KOTHARIPATTIPOST | KOTHI1 | Airtel | Tamil Nadu | GBT
IN-1030960 | Thalugaimurugampatti | 11.3653 | 78.49 | RAMARAJ,3\196MURUNGAPATTI,,THURAIYURTK,TRICHYDT,PIN621012,PH04327232925. | 2651 | Vodafone | Tamil Nadu | GBT
IN-1094957 | Allinagaram | 11.152 | 79.066 | SF.NO.328/10 &328/12E,SRI DHANALAKSHMI LORRY SERVICE, | 5431 | Vodafone | Tamil Nadu | GBT
IN-1233245 | Thottiyam7G | 10.9867 | 78.3341 | TTYM7G | TTYM7G | Airtel | Tamil Nadu | GBT
IN-1082935 | Chinnavenmani | 11.2233 | 79.065 | S.Kulandaivel, S/o, Seshachalam,S.F.No:232/3 B,Chinnavenmani | PYMNI1 | Airtel | Tamil Nadu | GBT
IN-1062502 | Brahman Koil Street | 10.954 | 79.3754 | MR.K.R.SANTHARAMAN, T.S.NO.1766, SARASWATHY ILLAM, NO.19/12, BRAHMIN KOIL STREET, KUMBAKONAM, TANJORE DIST - 612 001. PH:0435 - 2422433 / 94434 49168. | KUMB15 | Airtel | Tamil Nadu | RT Tower
IN-1062645 | K.K.N.Street | 10.9531 | 79.3839 | MR.G.V.THAMBIDURAI,TS.NO.1319,MANGAMMAL GOVINDASAMY KALYANA MAHAL,KUMBAKONAM,TANJORE DIST.-621 001.PH:94434-12889/0435-2420387 | KUMB16 | Airtel | Tamil Nadu | RT Tower
IN-1062911 | Kamarajar Road | 10.9561 | 79.3874 | MR.K.B.MOHAMED NASEER,ABU BROTHER'SENTERPRISES,AYSHA BEEVI AMMAL LANE,10,LAKHAN LANE,KUMBAKONAM DIST-612 001-PH-0435 2430553 | KUMB22 | Airtel | Tamil Nadu | RT Tower
IN-1061517 | Kumbakonam2 | 10.9564 | 79.3714 | 22, Manikara Street, (A.R.R. Road) Kumbakkonam 612001 | KUMB2 | Airtel | Tamil Nadu | RT Tower
IN-1061518 | Kumbakonam3 | 10.9572 | 79.3836 | Habib Ammal Illam,Door No 55, Ullikkaan Lane, Kumbakonam-1. | KUMB3 | Airtel | Tamil Nadu | RT Tower
IN-1061520 | Kumbakonam6 | 10.9502 | 79.3565 | Madhavan Seethaiammal Thiruma Mandapam, 87/29 Main Road, Dharasuram - 612 702 | KUMB6 | Airtel | Tamil Nadu | RT Tower
IN-1061521 | Kumbakonam8 | 10.9475 | 79.3975 | Ismaith Basha,18.Nuzrin Manzil,Pms Nagar(Srinivas Nagar)Needamangalam Road,Sakottai,Ph-2448153,9865220751 | KUMB8 | Airtel | Tamil Nadu | RT Tower
IN-1062833 | Methu Street | 10.961 | 79.3689 | R.ALAGUMUTHAIYA, S/O M.RAMAIYA, NO:27/13 SARATHI NIVAS METHU STREET, KUMBAKONAM, TANJORE 612 001. PH:9943321014 | KUMB18 | Airtel | Tamil Nadu | RT Tower
IN-1062910 | Namekar Street | 10.9568 | 79.3614 | Mr.N Shurya ,3 ,mekar Street ,Kumbhukodam ,Dist-Thanjaur Tel No-9443123893,04352401191 | KUMB20 | Airtel | Tamil Nadu | RT Tower
IN-1062455 | New Bus Stand (KUMB12) | 10.96 | 79.3922 | S.SUMATHI, W/O S.SELVANAYAGAM, NO-184, JON SELVARAJ NAGAR, NEW BUSSTAND, KUMBAKONAM, THANJAVOOR-612001, PHONE 04352401041, 9344813850, 9344300225 | KUMB12 | Airtel | Tamil Nadu | RT Tower
IN-1106723 | Devanancherri | 11.0198 | 79.35 | M.Vijayakumar,S/O Manikam,6/47,Vellar Street,Adhanur Post,Papasam Tk,Thanjavur Dt.612301.Ph:0435 2000496, 97882 02760 | DVNCR1 | Airtel | Tamil Nadu | GBT
IN-1060054 | Kovilchery | 11.0266 | 79.4089 | MRS.S.KUSALAKUMARI, R.S.NO.190/14, NO.3/601, KALAMBARAM STREET, KOVILACHERRY POST, KUMBAKONAM-TK, TANJORE DIST - 612 503. PH:93457 55853 | KOVRY1 | Airtel | Tamil Nadu | GBT
IN-1062345 | Thathuvancheri | 11.1217 | 79.4547 | Mrs.A.Joharammal,Sf.No.126/1L,No.4081/5,No.2/302,North Pathakal Street,Thathuvanchery,Cheni Main Road,Tanjore Dist.-612 502.Ph:98940-11372. | TAVNC1 | Airtel | Tamil Nadu | RT Tower
IN-1107043 | Maruthanallur | 10.9189 | 79.4036 | S.tarajan,S/O,Samithan,435,Main Road,Maruthallur Post,Kumbakom Taluk,Tanore-612402,Ph-94436-50983 | MRDLR1 | Airtel | Tamil Nadu | GBT
IN-1062333 | Pattishwaram | 10.9257 | 79.3421 | Mr.V.Manivasagam,S.F.No.283,No.1/253,V.M.Complex,Kamarajar Street, Patteswaram, Kumbakonam Dist.-612 703.Ph:94437-16347 | PATWM1 | Airtel | Tamil Nadu | RT Tower
IN-1059921 | Sundar Perumal Kovil | 10.9392 | 79.2953 | Mr.M.Karuppaiyan, S.No.61/10&61/11A, No.7/84, Vellar Street, Sundar Perumal Koil Post, Kumbakom-Tk, Tanjore Dist - 614 608. Ph:0435 - 2447228 | SPKOL1 | Airtel | Tamil Nadu | GBT
IN-1060253 | Avilkar Street | 10.9292 | 79.2713 | MOHAMMAD FARUQUE,5/67,JAMALIYA STREET,RAJGIRI,PAPANASAM,TANJORE.04374222468,04374231295,9443108195 | PPSM3 | Airtel | Tamil Nadu | GBT
IN-1059809 | Thirunageswaram | 10.9649 | 79.429 | Mr.P.Sethuraman,Sf.No.195/1,North Street,Thiru Nageshwaran,Kumbakonam Taluk,Tanjore Dist.-612 204.Ph:94433-63770 | TNGSM1 | Airtel | Tamil Nadu | GBT
IN-1059874 | Thiruvidaimarudur (A) | 10.9956 | 79.4509 | MR.K,VASANTHA,R.SF.NO.125/1,NO.25,NORTH MADAVILAGAM,THIRUVIDAIMARUDUR,TANJAVORE DIST-612104.PH.NO.0435-2411291. | TVMUR1 | Airtel | Tamil Nadu | GBT
IN-1098595 | Tnj New Bustand | 10.7491 | 79.1141 | Chindru Residancy, 6 Arogiya gar,New Bus Stand Opp, Tanjore. Ph:9443914343 | 160 | Vodafone | Tamil Nadu | RT Pole
IN-1062456 | Dr. Besant Road | 10.9613 | 79.381 | M.GANESWARI, 2B/475, P.KOTHANDAPANI STREET, KUMBAKONAM-612 001. PH:94428 61566 | KUMB14 | Airtel | Tamil Nadu | RT Tower
IN-1062290 | Gandhi Adigal Street | 10.9568 | 79.3777 | S.Muthu Kumarasamy, 116, Gandhi Adigal Salai, Opp To Dhanalakshmi Hospital, Kumbakonam - 612001, Ph: 0435-2424377 / 94433 24377 (Acq By Sm) | KUMB9 | Airtel | Tamil Nadu | RT Tower
IN-1059885 | Koranadu Karuppur | 10.9832 | 79.3969 | MR. H. MOHAMMED TUSLIM, NO.233/3, OPP. TO MM COMPLEX, KORANTHU KARUPPUR, KUMBAKONAM, TANJORE DIST - 612501 | KRPPR1 | Airtel | Tamil Nadu | GBT
IN-1061516 | Kumbakonam1 | 10.9656 | 79.3769 | 94 Kamatchi Josier St, Kumbakkonam 612001 | KUMB1 | Airtel | Tamil Nadu | RT Tower
IN-1061519 | Kumbakonam5 | 10.9586 | 79.3744 | Hotel A R K (Hotel Arr), Big Street, Kumbakonam | KUMB5 | Airtel | Tamil Nadu | RT Tower
IN-1062779 | Poondi | 10.9713 | 79.3756 | MRS.P.VALARMATHI, W/O.N.PANDIYAN, T.S.NO.2119, NO.1-1/8, 3RD STREET, KAMARAJ NAGAR, KUMBAKONAM, TANJORE DIST - 612 002. PH:0435-2442898/98949 66377 | KUMB17 | Airtel | Tamil Nadu | RT Tower
IN-1062508 | Thukkampalayam Street | 10.9622 | 79.3755 | Mr.T.P.Ramachandran, 74, Thukkampalayam Street, Kumbakom, Tanjore-612 001. Ph:94433 69922 | KUMB13 | Airtel | Tamil Nadu | RT Tower
IN-1061262 | Aduthurai | 11.0181 | 79.4816 | Sudha Pipetraders, # 41 Tranqubar Road, Aduthurai | ADRI1 | Airtel | Tamil Nadu | RT Tower
IN-1060346 | Kathiramangalam | 11.0712 | 79.5298 | MR.KV.SWAMINATHAN,SF.NO.161/1 & 161/2,NO.1/7,NORTH STREET,KADIRAMANGALAM,TANJORE DIST.-612 106.PH:93450-78900/04364-232789 | KTRMG1 | Airtel | Tamil Nadu | GBT
IN-1060176 | Alangudi | 10.8287 | 79.4094 | MR.A.S.RAVI,S/O.MR.SIVAGURUNATHAN,SF.NO.44C/17B2,NO.1/17,SIVAN MELA STREET,ALANGUDI POST,VALANGAIMAN TALUK,THIRUVARUR DIST.-612 801.PH:04374-269447 | ALNGD1 | Airtel | Tamil Nadu | GBT
IN-1061463 | Kodavasal | 10.8566 | 79.4813 | R.Murthy Krishna, P.R.M Complex, Main Road, Kodavasal, Thiruvarur Dist. Ph-04366 262928 / 262928 | KDVSL1 | Airtel | Tamil Nadu | RT Tower
IN-1106618 | Athiyur 01 | 11.0442 | 79.3813 | Mrs.N.Aachi,W/O:-M.Nagappan,101B,East Athiyur,Athiyur post,Kumbakonam taluk,Thanjavur district-612503,PH:-9994916182(Chandrasekaran) | ATYUR1 | Airtel | Tamil Nadu | GBT
IN-1106733 | Kannathankudi East | 10.6498 | 79.2727 | K.PANDARINATHAN,S/O,KRISHNAMOORTHY,WEST STREET,KANNATHANKUDI EAST,ORATHANADU TALUK,TANJORE-614625,PH-04372-234359,98437-19676 | KANAT1 | Airtel | Tamil Nadu | GBT
IN-1106448 | Innambur | 10.9806 | 79.3411 | MR.V.CHANDRASEKARAN,S/O:-VARATHARAJAN,2/140,MAIN ROAD,INNAMBUR POST,KUMBAKONAM TALUK,THANJAVUR DISTRICT-612303,PH:-0435-2459205,94866 69934 | INMBR1 | Airtel | Tamil Nadu | GBT
IN-1062262 | Swamimalai | 10.9581 | 79.178 | Mr.S.Sirmasth,S.F.No.150/1A1,No.12,South North Raja Street,Indian Overseas Bank Building, Swamimalai, Kumbakom, Tanjore Dist.- 612 302.Ph:98940-54526.(Remarks:Mr.Mansoor Ahemed Is A Brother Of Mr.S.Si | SWAMI2 | Airtel | Tamil Nadu | RT Tower
IN-1117503 | Mallapuram | 10.9692 | 79.5072 | Mr.T.Jothiraj,S/O:-Thiyagarajan,East Street,Mallapuram,Kumbakonam Taluk,Thanjavur District-612201,Ph:-9443468848 | MAPRM1 | Airtel | Tamil Nadu | GBT
IN-1101257 | Thukkachi | 10.9272 | 79.485 | Mrs.Shajahan Beevi,W/O.S.A.Alavudin, Survey No;225/13A, Situated At Thukkachi Post, Kumbakom Taluk, Thanjavur District - 612602, Ph No;0435-2941621 | TKCHI1 | Airtel | Tamil Nadu | GBT
IN-1116909 | Komal East | 11.0182 | 79.5951 | Mrs.S.Kanagam,990/13,South Aghraharam,Comal Post,Mayaladuthurai Taluk,Nagapattinam-609 805-Ph-94861 45867 | KOMAL1 | Airtel | Tamil Nadu | GBT
IN-1117506 | S.Puthur | 10.9992 | 79.5328 | Mr.Yuvaraj,Door No:-1/39,Kaliamman Kovil Street,S.Puthur,Thiruvidaimaruthur Taluk,Thanjavur District,Pincode:-612205,Ph:-9245441600,9245506200 | SPHUR1 | Airtel | Tamil Nadu | GBT
IN-1062763 | Teralanthoor | 11.0467 | 79.5831 | M/S.Aljamiyathul Arabiyathul Islamiya Arrahimiya Arabic College,Rs.No.199/9,Arrahimiya Arabic College,Perumal Santhi Street,Therizhandur,Mayiladuthurai Taluk,gapattim Dist.-609 808.Ph:04364-237445(Con | TLTHR1 | Airtel | Tamil Nadu | RT Tower
IN-1106716 | Athur | 10.7378 | 79.7088 | R.VELAYUTHAM,S/O,RATHINA SABAPATHY,SOUTH STREET,ATHUR,KUTTUR POST,KIZVELLUR TALUK,NAGAPATTINAM-611105..PH-94436-63127 | ATHRU1 | Airtel | Tamil Nadu | GBT
IN-1061837 | Thiruvarur2 | 10.7733 | 79.6372 | Mari Muthu'S Building, Ankalamman Street, Thiruvarur - 2. | TIVR2 | Airtel | Tamil Nadu | RT Tower
IN-1083113 | Ayyur | 11.3158 | 79.3121 | Mr.Subramaniyan s/o Kaliyaperumal,North street,Ayyur post,Udaiyarpalayam T.k,Ariyalur D.T,Ph:04331-292681. | 5674 | Vodafone | Tamil Nadu | GBT
IN-1060470 | Kakkagudy | 10.8372 | 79.6358 | MR.M.RAMADOSS, S/O.MARIMUTHU PILLAI, S.NO.86/5, KAKA KOTTUR MAIN ROAD, MOONJILKUDI POST, NANILAM-TK, THIRUVARUR DIST - 610 101. PH:99650 85123. | KKGDY1 | Airtel | Tamil Nadu | GBT
IN-1083129 | Vadakarai(Tivr) | 10.8573 | 79.6643 | M.Noornisha.No.160/3B, Situated at vadagarai | VDGRI1 | Airtel | Tamil Nadu | GBT
IN-1061523 | Kuthalam | 11.073 | 79.5613 | Susi Sumi Complex, # 67 Arunagiri Road,Kuthalam. | KUTH1 | Airtel | Tamil Nadu | RT Tower
IN-1232294 | Thiruvalangadu | 11.0466 | 79.5273 | Mr.R.Swamithan, S/O. A.R.M.Ramachandram Pillai, Old S.No.458/1, New S.No.365/12, East Street, Thiruvalangadu Post, Mayiladuthurai-Tk, gapattim Dist - 608 910. Ph:94434 49777 / 0436 - 4232147 | TRVNG1 | Airtel | Tamil Nadu | GBT
IN-1061509 | Koothanallur 1 | 10.7115 | 79.5164 | Mr Mohammad Salim,Amanulla Hospital ,Hospital Road Kootanallur | KTNLR1 | Airtel | Tamil Nadu | RT Tower
IN-1073157 | Enangudi | 10.8833 | 79.6825 | Mr.G.Veeramani, S/O.Mr.Govindasamy, Rs.No.150/9, Door No.4/108A/4, K Main Road Street, Eangudi, nagapattinam-Tk, nagapattinam Dist - 609 701. Ph:04366-236072/94864 29125 | ENNGD1 | Airtel | Tamil Nadu | GBT
IN-1031376 | Dharasuram | 10.9495 | 79.3503 | Plot No. 32 & 33, RS No. 197/6A/1A part,Vallayapettai Village, Kumbakonnam Taluk, Tanjore Dist.. | 2108 | Vodafone | Tamil Nadu | GBT
IN-1031847 | Kumbakonam_Ncly | 10.9571 | 79.3613 | R.Rajendiran, No.5, Nanayakara Street, Kumbakonam, Tanjore - 612 001. | 990 | Vodafone | Tamil Nadu | RT Tower
IN-1078593 | Sawkottai | 10.9444 | 79.3997 | Mr.Rukndeen, 5/4, Parkath Maligai Store | 5161 | Vodafone | Tamil Nadu | GBT
IN-1031549 | Sivapuram | 10.9617 | 79.3876 | No182, Thiruvidaimarudhur Road, Kumbakonam612001 | 2106 | Vodafone | Tamil Nadu | RT Tower
IN-1031806 | Thirupanandal (V) | 11.0904 | 79.4536 | S.Noorjahan, Noorjahan Complex, Thirupanandhal Main Road, Thiruvidaimarudur Taluk, Thanjavur Dist. | 556 | Vodafone | Tamil Nadu | GBT
IN-1059088 | Ammapettai - TNJ | 10.7947 | 79.3183 | A.A. Mohanmmed Ibrahim, Kanmani General Store Building, No.101, Tak Street, Ammapet, Tanjore Dt-614401, Ph: 04374-232815 | AMAPT1 | Airtel | Tamil Nadu | RT Tower
IN-1030855 | Ammapettai_Trz | 10.7933 | 79.3189 | J.Badarnish, Alavakaran Street, Amma Pettai Post, Babanasam Taluk, Tanjavore 614 401. | 932 | Vodafone | Tamil Nadu | GBT
IN-1106497 | Karupumuthaliyar Kottai | 10.7459 | 79.3379 | A.SILAMBAN,S/O,ADAIKAN,KURUKULAYAPATTI,PERUNJUNAI POST,ILUPUR TALUK,PUDUKOTTAI-622107.PH-97875-88055,98432-85492 | KRPKT1 | Airtel | Tamil Nadu | GBT
IN-1059439 | Kovilvenni | 10.7802 | 79.3622 | M.R.Rajendren, 357/B3C, Venkateswara Rice Mil, Main Road, Kovil Venni, Thiruvaru Dist-614403. Ph: 94431-32552 | KOVIL1 | Airtel | Tamil Nadu | GBT
IN-1243567 | Pularvanatham | 10.7939 | 79.214 | PVNTM1 ,INFRATEL ,A.RATHINAVELU,S/O,AYYASAMY,PULAR | PVNTM1 | Airtel | Tamil Nadu | GBT
IN-1031145 | Saliamangalam (V) | 10.7817 | 79.2729 | R.S.Kannapiran, Railway station road, Land backside ADMK office, saliamangalam, papanasam Tk, Tanjore Dt - 613 504, 94431-39511 | 2078 | Vodafone | Tamil Nadu | GBT
IN-1106560 | Edamalayur | 10.7024 | 79.3639 | G.Kamarasu,S/O,Gopalan,South Middle Street,Edamalaiyur Post,Manrgudi Taluk,Tanjore-614013..Ph-97869-72456,04367-314533 | EMYUR1 | Airtel | Tamil Nadu | GBT
IN-1106533 | Kanchi Kudi Kadu | 10.6491 | 79.3924 | Mr.J.Manimegalai, W/O.Thanrasu, Kanchikudikadu, Peraiyur Post, Manrkudi Taluk, Thiruvaru District-614018, Ph:9443700224 | KKKDU1 | Airtel | Tamil Nadu | GBT
IN-1106517 | Karaikottai | 10.6746 | 79.3684 | G.AMIRTHALINGAM,S/O,GOPALSAMY,395,MELA STRET,KARAIKOTTAI,MANNARGUDI TALUK,THIRUVARUR-614013..PH-94428-46528,04367-265143 | KRKTI1 | Airtel | Tamil Nadu | GBT
IN-1106486 | Karuvakurichi | 10.6113 | 79.3658 | T.PICHAI KANNU,S/O,THANGAVEL,THONDAMAN SOUTH STREET,KARUVAKURICHI,MANNARGUDI TALUK,THIRUVARUR-614018..PH-99763-71901 | KRVKH1 | Airtel | Tamil Nadu | GBT
IN-1030857 | Kavarapattu | 10.6314 | 79.3544 | ME.N.RAJAN ULIVARAYAR , S.F.No. 368A/1A1, Situated At Land Opp To Amrk Mahal, Kavarpattu, Orathanadu Taluk, Tanjore District 643 282. | 1687 | Vodafone | Tamil Nadu | GBT
IN-1107006 | Keelavanipattu | 10.6209 | 79.3269 | M.RATHINAM,S/O,MUTHU GOUNDER,VATHIYAR THOTTAM,KATTAM PATTI POST,PALACODE TALUK,DHARMAPURI-635205..PH-98424-39301,99439-30418 | KLVPU1 | Airtel | Tamil Nadu | GBT
IN-1106603 | Nemmeli | 10.6221 | 79.3908 | N.ELAMATHI,W/O,NATARAJAN,EAST STREET,29,MELANEMMELI,MANNARGUDI TALUK,THIRUVARUR-614018,PH-97873-48466 | NMMLI1 | Airtel | Tamil Nadu | GBT
IN-1031000 | Neyvasal | 10.701 | 79.3034 | M.NAGARAJAN, S.F.No.125/B, Near Vinod Tailor, Mannarkudi Main Road, Neivasal, Orathanadu Taluk, Tanjavore 614 019. | 1685 | Vodafone | Tamil Nadu | GBT
IN-1079220 | Thenpathi | 10.6875 | 79.3239 | NO.17A-13,DEVAN STREET,VADUVUR THENPATHI | TNPTI1 | Airtel | Tamil Nadu | GBT
IN-1106494 | Ullikottai | 10.5975 | 79.4154 | Mr.R.ARUMUGAM,S/O:-RAJAGOPAL,ULLIKOTTAI POST,MANNARGUDI TALUK,THIRUVARUR DISTRICT,PH:-9976433384 | ULLKT1 | Airtel | Tamil Nadu | GBT
IN-1070744 | Avoor | 10.894 | 79.3282 | R. MOHAMAD SALEEM , 3/58, SMALL STREET, AVOOR, VALAYAMAN TK, THIRUVARUR? PH-94433-52421,99437-02067 | 2945 | Vodafone | Tamil Nadu | GBT
IN-1106566 | Harithuramangalam (Air) | 10.8295 | 79.3521 | B.Gandhimathi,W/O,Balakrishn,1/11,Gobi Street,Haridwaragamangalam Post,Alangudi Via,Valangaiman Taluk,Thuiruvarur-612802,Ph-04374-313752 | HDMGM1 | Airtel | Tamil Nadu | GBT
IN-1106735 | Manakkal | 10.8514 | 79.3088 | N.Radakrishn,S/O,rayasamy Pillai,Makkal,Haridwaragamangalam Via,Muniyur Post,Valangaiman Taluk,Thiruvarur-612802..Ph-93610-40960 | MNKKL1 | Airtel | Tamil Nadu | GBT
IN-1060419 | Thirukarukavur | 10.8693 | 79.2778 | T K SARAVANAN,NORTH STREET,1/95,THIRUKARUKAVUR,TANJORE. PH: 9443549468,04374 273631 | TRKVR1 | Airtel | Tamil Nadu | GBT
IN-1106732 | Udayalur | 10.912 | 79.3667 | V.Sivakumar,S/O,Vaithiathan,4/684,Agraharam,Udayalur Post,Kumbakom Taluk,Tanjore-612804?Ph-0435-2445095 | UDYUR1 | Airtel | Tamil Nadu | GBT
IN-1086146 | Vadaku Pattinam | 10.868 | 79.3601 | Mr.S.KADIYA PERUMAL,S/O:-SINGARAVEL,NO:-107,VADUKKUPATTAM,THERKKUPATTAM POST,VALANGAIMAN TALUK,THIRUVARUR DISTRICT,PINCODE:-612002,PH:-9942713266 | VDPTM1 | Airtel | Tamil Nadu | GBT
IN-1059254 | Valangaiman | 10.8897 | 79.3949 | Open Land Of Mr. S.Muruganandham & Mrs. Jayamani Ammal, Sf No. 719/1, Bazaar Street, Valangaiman, Thiruvarur Dt-612804 | VLMAN1 | Airtel | Tamil Nadu | GBT
IN-1060225 | Ammanpettai | 10.8377 | 79.123 | MRS.R.VASANTHA,W/O.RANGASAMY,RS.NO.62/1,NO.94,AMMANPETTAI,MANAKKARAMBAI TALUK,TANJORE DIST.-613 205.PH:99651 83366 | AMMAN1 | Airtel | Tamil Nadu | GBT
IN-1127390 | Kandiyur | 10.8621 | 79.1076 | Rajagopal, 1/92, Sunnambu Kurai Street, | 2998 | Vodafone | Tamil Nadu | GBT
IN-1062000 | Melathiruppanthiruthi | 10.86 | 79.0776 | Open Land Of Mrs. Sri Priya,R Sf. No. 354/1A , Plot Beside Mahalaxmi Rice Mill, Melattur, Papanasam Tk, Tanjore Dt. Ph: 0431-2533274 | MLTTI1 | Airtel | Tamil Nadu | GBT
IN-1030797 | Naducavery | 10.8581 | 79.0412 | Mr.Saravan, Sf No: 481-1G, Kulimathur Main Road, dukavery, Thiruvarur. Near Bsnl Office.Thiruvaiur, Tanjore, 94861-55014, 04362-283439 | 937 | Vodafone | Tamil Nadu | GBT
IN-1059931 | Nedar | 10.8511 | 79.1584 | Mr.P.Balasubramanian,Survey No.4/8 & 4/9, Land Near Pbs Rice Mill, Nedar,Makorai Post,Tanjore District-613 202.Ph:94435 86363. | NEDAR1 | Airtel | Tamil Nadu | GBT
IN-1060116 | Thingaloor | 10.897 | 79.1303 | Mrs.T.Binguammal,Sf.No.8/3,Land Back Side Chandra Temple,Agharaham,Tingallur,Thirupalam,Thiruvaiyaru,Tanjore-613204.Ph:98651 37199 | TNGLR1 | Airtel | Tamil Nadu | GBT
IN-1031656 | Thiruvaiyaru | 10.8797 | 79.1041 | K. Sharbudeen, Survey No.542/2, P.K.Lodge, Door No.114, South Main Street Market, Thiruvaiyaru, Tanjore District - 613 204 | 2137 | Vodafone | Tamil Nadu | RT Tower
IN-1061878 | Thiruvaiyaru1 | 10.8789 | 79.1038 | Mr. Raj Shekhar,37, Odattorai Road, Thiruvaiyur. Ph.9443674094,04374-242366 | TRVYR1 | Airtel | Tamil Nadu | RT Tower
IN-1062801 | Thiruvaiyaru2 | 10.8831 | 79.1067 | MRS.P.RAJESWARI,W/O.NAGARAJAN,KARPAGAVINAYAKA BANK,NO.4B,EAST STREET,OPP.TO POLICE STATION,THIRUVAIYARU.PH:9380050192 | TRVYR2 | Airtel | Tamil Nadu | RT Tower
IN-1106606 | Ayyasamipatti | 10.7392 | 78.9882 | M.VELLAUDAIYAR,AYYASAMYPATTI VILLAGE,VADAKU STREET,THIRUMALAI SAMUTHIRAM POST,TANJORE-613402..PH-97867-90165,99431-16157 | AYSPT1 | Airtel | Tamil Nadu | GBT
IN-1060100 | Keeraivar Street | 10.7206 | 79.0607 | MRS.S.MOHAMOOTHA,SF.NO.176/1A1A,ARUNA KULA SANTHU,VALLAM,TANJORE DIST.-613 403.PH:99949-89493/92454-58373 | VALM4 | Airtel | Tamil Nadu | GBT
IN-1059986 | Periyar Mani Ammai College | 10.7306 | 79.0692 | Open land infront of Chemistry lab and Opp to Main block, Periyar Mani Ammai college of technology for women, Periyar nagar, Vallam | VALM3 | Airtel | Tamil Nadu | GBT
IN-1067858 | Sastra College | 10.7272 | 79.0246 | MR.B.PYAREJAN, S/O.BAJI SAHEB, S.NO.219/1, 219/2A, 217/10 & 217/11, PLOT NO.38, CRESCENT NAGAR, VALLAM PUTHUR, THANJAVUR DIST. PH:98424 48635 | VALM2 | Airtel | Tamil Nadu | GBT
IN-1031904 | Sastra University (V) | 10.731 | 79.0166 | V.RAJA LAKSHMI, College House' Opp to Sastha University, Thirumali Samuthiram Tanjavore 613 402. | 1999 | Vodafone | Tamil Nadu | RT Tower
IN-1062011 | Thirumualisamuthram | 10.7292 | 79.018 | Mrs.Lakshmi, Survey No: 137/14, Murugan Bhavan, Near Sastra University, Thirumalaisamudram, Tanjore Dist. Ph: 94438-64610, 04362-246262 | TSMDM1 | Airtel | Tamil Nadu | RT Tower
IN-1069361 | Aalivaikalnattam | 10.6513 | 79.192 | K.Murugesan, S/o. Kaliyaperumal, Therkunatham, Aalivaikal post, Orathanadu, Tanjore DT, 93606-24894 | 3257 | Vodafone | Tamil Nadu | GBT
IN-1030741 | Nadur | 10.6901 | 79.1729 | Mr.Gprakasam, Gprakasam Borewell, dur To Kesavaladu Kovilur Road, Orthadu Tk, Tanjore Dt , 04362-270132, 99947 17152 | 580 | Vodafone | Tamil Nadu | GBT
IN-1061642 | Orathanadu | 10.6269 | 79.2528 | Athetha Pharmacy Building, S.Thangeval, Main Road, Orthanadu.Ph(04372-232830) | ORND1 | Airtel | Tamil Nadu | RT Tower
IN-1254837 | Orathanadu Bsc | 10.6272 | 79.2538 | No:10A,Rajagopal Complex,Agraharam Street Orthanad | 4428 | Vodafone | Tamil Nadu | GBT
IN-1106872 | Ponnapur | 10.6862 | 79.2594 | P.PARTHASARATHY,S/O,PARAMASIVAM,SIVANKOVIL STREET,PONNAPUR POST,PONNAPUR WEST,ORATHANADU TALUK,TANJORE-614904,PH-98434-53964 | PNPPR1 | Airtel | Tamil Nadu | GBT
IN-1106754 | Pudur (A) | 10.7088 | 79.1889 | R.UMAMAHESWARI,W/O,RAJASEKARAN,TANJORE TOWN,CHINNAPUTHUPATTINAM VILLAGE,PILLAI NAGAR EAST STREET,1/126,RAJAJI FIRST STREET,TANJORE TALUK,TANJORE-614904,PH-98437-55817 | PUDDR1 | Airtel | Tamil Nadu | GBT
IN-1098403 | Thenamanadu | 10.6454 | 79.2379 | NADU STREET, THANAMEDU POST AND VILL, | TMNDU1 | Airtel | Tamil Nadu | GBT
IN-1059251 | Ullur (A) | 10.6914 | 79.2169 | Paravatharthini Towers, Pappampatti Privu, Sulur Rd, Coimbatore | ULUR1 | Airtel | Tamil Nadu | GBT
IN-1031006 | Ullur (V) | 10.6873 | 79.2189 | S.RAMAYYAN, S.F.No. 15-A/4, Near No.140, Main Road, Mela Ulur, Oratha Nadu Taluk, Tanjore - 614 904. | 1944 | Vodafone | Tamil Nadu | GBT
IN-1059590 | Thiruvalanjuli - Kumbakonam | 10.9433 | 79.3297 | Mr. Krishnan, Sf No. 261/1A2H, No.2/494, S/O. Mr. Govinda Pillai, Railways Road, Thiruvalanjuli, Kumbakonam Tk. Tanjore Dist, Ph-94429 86590 (Acq - Sm Muthu) | TVJLI1 | Airtel | Tamil Nadu | GBT
IN-1106496 | Arichapuram | 10.7111 | 79.4719 | T.MUTHULAXMI,W/O,THACHINAMOORTHY,SOUTH STREET,ARICHAPURAM,KARUMANUR POST,NADAMANGALAM TALUK,THIRUVARUR-614014.PH-04367-203469,98438-46215 | ARCPM1 | Airtel | Tamil Nadu | GBT
IN-1106467 | Chitheri | 10.6284 | 79.4709 | MR.P.SIVASUBRAMANIYAN,S/O.PERUMAL,SOUTH STREET,CHITERI,CHERAKULAM POST, MARAV KADU,MANARKUDI TALUK, TIRUVARU DIST-614 016-PH93442 11725/04367 251521 | CTERI1 | Airtel | Tamil Nadu | GBT
IN-1062504 | Keela Othai Street | 10.6646 | 79.4604 | MRS.G.RAJESHWARI, W/O.N.GANDHI, T.S.NO.2369, NO.30, EAST OTHAI STREET, MANNARGUDI, THIRUVARUR DIST - 614 001. PH:94861 15612/04367-251500/250252 | MGDI3 | Airtel | Tamil Nadu | RT Tower
IN-1061591 | Mannargudi1 | 10.6661 | 79.4486 | Psv Complex, No. 1, Kasukara Chetty St.,(Near National School), Mannargudi - 614 001 | MGDI1 | Airtel | Tamil Nadu | RT Tower
IN-1106515 | Moovanallur | 10.6919 | 79.4189 | N.Vengadachalam,S/O,tesan,North Street,Moovallur Post,Manrgudi Taluk,Thiruvarur-614012..Ph-98651-36957 | MVNLR1 | Airtel | Tamil Nadu | GBT
IN-1117494 | Neduvakkottai | 10.6607 | 79.4231 | Mr.V.Krishnasamy,S/O:-Velayatham,Neduvakkottai Post,Mannargudi Taluk,Thiruvarur District-614001,Ph:-9442345853 | NVKTI1 | Airtel | Tamil Nadu | GBT
IN-1069229 | North Street - Mannargudi | 10.6694 | 79.4426 | V.N. LAXMANAN, S/O, NARAYANA SAMY, GOPALASAMUDARAM NORTH STREET, MANNARKUDI POST, THIRUVARUR - 614001? PH - 98653-24353, 04367-228440 | 2959 | Vodafone | Tamil Nadu | GBT
IN-1106473 | Vallan Kudi Gadu | 10.6088 | 79.4421 | Mrs.M.Alamelu,W/O:Mariappa Devar, Vallankudikadu, kandithampettai post, Mannarkudi Taluk, Thiruvarur -614014, Ph:04367-270808, 9443456556 | VLKKD1 | Airtel | Tamil Nadu | GBT
IN-1060275 | Ayyampettai2 | 10.8968 | 79.1953 | MR.MOHAMMED FAROOKNO.31,JANA STREET,STATION ROAD,AYAMPETTAI,PABANASAM TALUK,TANJORE DIST.-614 201.PH:04374-242863/9443661932(REMARKS:MR.HAJA MOIDEEN BROTHER IS MOHAMMED FAROOK) | IMPT2 | Airtel | Tamil Nadu | GBT
IN-1106562 | Ayyangudi | 10.6265 | 79.2114 | T.BASKAR,S/O,TANGAVEL,AYYANGUDI,MELATHERU,SETHURAYANKUDIKADU,ORATHANADU TALUK,TANJORE-614902..PH-99433-81492 | AYNGD1 | Airtel | Tamil Nadu | GBT
IN-1106613 | Pinnaiyur East | 10.5847 | 79.2206 | MR.R.MADHIYALAGAN S/O RAMASAMY VILL.-PINNAYUR, TALUKA-ORATHANADU,DIST.-THANJAVUR,PH:-9786152229 | PINYR1 | Airtel | Tamil Nadu | GBT
IN-1106569 | Samepatti | 10.6391 | 79.1385 | MR.A.KULANTHAIVELU,S/O:RANGASAMIMAIN ROAD, SAMIPATTI, ORATHANADU,(T),THANJAVUR(D), MOB:9943352483 | SAMIP1 | Airtel | Tamil Nadu | GBT
IN-1031112 | Thekkur | 10.6049 | 79.1946 | Mr.T.A.T.Ayyappan, Thekkur East,Kottai Theru(Po), Orathanadu(Tk), Tanjore(Dt) - 614 902. Ph. 97861 52077. | 2076 | Vodafone | Tamil Nadu | GBT
IN-1116874 | Vadakikottai | 10.5413 | 79.2462 | W. Thaya Nayaki, W/O, Wisvalingam, Vadaku Street, Vadaku Kottai Village, Thirunallur Post, Orathanadu Tk, Tanjore - 614626? Ph - 04372-258238, 98418-49729 | VDKTI1 | Airtel | Tamil Nadu | GBT
IN-1030468 | Boothalur | 10.7851 | 78.9796 | B.V. Rajalingam, B.V Rajalingam Sf No 588/3D Boothalur Village Tnajore Tk Dt Ph 94443644050 | 2133 | Vodafone | Tamil Nadu | GBT
IN-1106537 | Cithyal | 10.7996 | 79.0023 | S.GOPU,S/O,SINGARAVEL,BUDALUR VIA,CITHAYAL,KALLAR STREET,RAYANUR POST,TANJORE-613602..PH-97876-52478 | CTYAL1 | Airtel | Tamil Nadu | GBT
IN-1106742 | Maraneri | 10.8153 | 78.91 | P.HARIDASS,S/O,PONNUSAMY,MIDDLE STREET,MARANERI,MEGALATHUR POST,THOKUR TALUK,TANJORE-613102,PH-99763-30108,94437-97612 | MRNER1 | Airtel | Tamil Nadu | GBT
IN-1106759 | Megalathur | 10.8199 | 78.9512 | Mr.R.SUBRAMANIYAN S/O RAMIYYN VILL.-MEGALATHUR, TALUKA-THIRUVIDAIMARUDUR ,DIST.-THANJAVUR , PH:-04362-295788 | MGLTR1 | Airtel | Tamil Nadu | GBT
IN-1106756 | Thiruchitravalanthai | 10.8757 | 78.9917 | Mr.S.SUNDARA GANAPATHY S/O SUNDARAPPA MAVALIYAR VILL.-THIRUCHADAVALANDHAI, TALUKA-THIRUVAIYARU,DIST.-THANJAVUR PH:-04362-229533 | TRCVD1 | Airtel | Tamil Nadu | GBT
IN-1031009 | Thirukattupalli | 10.8484 | 78.9544 | P.Karpagam, S.F.No.84/7, Near Near Eb Office, Boodhalur Road, Thirukattupalli, Tanjore District. | 1482 | Vodafone | Tamil Nadu | GBT
IN-1106670 | Thondarayampadi | 10.7895 | 78.9395 | Mr.P.NATARAJAN,AYYANAPURAM VILL.-THONDARAYAMPADI (via), THANJAVUR TALUK, THANJAVUR DIST.PH:-9842068018 | TDRMP1 | Airtel | Tamil Nadu | GBT
IN-1076924 | Varagur (A) | 10.8371 | 78.9947 | MR.V.S.SAMPATH S/O SHANMUGAM VILL.-VARAGURI | VRAGR1 | Airtel | Tamil Nadu | GBT
IN-1101288 | Ambalapattu North | 10.5284 | 79.316 | A.S. KARUNAKARAN, MADURA STREET, AMBALA PATTU NORTH POST, ORATHANADU TK, TANJORE - 614626? PH- 04372-258650 | AMBPT1 | Airtel | Tamil Nadu | GBT
IN-1086121 | Pallampudur | 10.6093 | 79.2707 | U.GAJENDRAN,S/O,UTHIRAPATHI,SOUTH STREET,PALLAMPUTHUR,POOVATHUR POST,ORATHANADU TALUK,TANJORE-614625?PH-99433-23471 | PMPDR1 | Airtel | Tamil Nadu | GBT
IN-1106605 | Poovathur | 10.5944 | 79.2916 | G.RAMAKRISHNAN,S/O,GOVINDASAMY,SETHU RAYAR STREET,POOVATHUR POST,ORATHANADU TALUK,TANJORE-614625..PH-97881-88479,04372-233962 | PVTUR1 | Airtel | Tamil Nadu | GBT
IN-1116880 | Thirumangalakottai (Old) | 10.5797 | 79.3372 | K. Ratina Kumar, S/O, Kovindaraj, Orathanadu Road, Thirumangal Kottai East Post, Orathanadu Tk, Tanjore - 614905? Ph- 98424-33550 | TMGKT1 | Airtel | Tamil Nadu | GBT
IN-1106474 | Thundarapattu | 10.5519 | 79.3245 | M.THIRUMENI,S/O,MANICKAM,THUNDARAPATTU EAST,NADIGAR STREET,,THIRUMANGALA KOTTAI POST,ORATHANADU TALUK,TANJORE-614627,PH-98650-811371 | TUNDR1 | Airtel | Tamil Nadu | GBT
IN-1106797 | Vellore | 10.5661 | 79.2983 | THIYAGARAJAN,S/O,MANICKAM,EAST STREET,VELLORE POST,PAPANADU VIA,ORATHANADU TALUK,TANJORE-614626,PH-94433-61610 | VLLRU1 | Airtel | Tamil Nadu | GBT
IN-1030894 | Nachiarkoil (V) | 10.9179 | 79.4468 | Mr.Kakkammal, W/o. Somasundaram, 1397, Arasamaram lane, nachiar koil, kumbakonam, Tanjore, 94436-78137 | 876 | Vodafone | Tamil Nadu | GBT
IN-1062740 | Palavathankattalai | 10.9555 | 79.402 | MR.H.SHAHABUDEEN,/MR.U.HAJA MYDEEN,RS.NO.162/3,VHM COMPLEX,KARAIKAL MAIN ROAD,MUTHUPILLAI MANDAPAM,PALAVATHANKATTALAI,KUMBAKONAM TALUK,TANJORE DIST.-612 202.PH:94427 42906 | PLTKT1 | Airtel | Tamil Nadu | RT Tower
IN-1060114 | Pradeengara Devi Temple | 10.9535 | 79.4329 | MR.S.GANESHAN,RS.NO.26/3,26/5,NO.75,PILLAIYAR KOIL STREET,VILLIYAVARANBAL,IYAVADI POST,KUMBAKONNAM TALUK,TANJORE DIST.-612204.PH:99421-48506 | PDGDV1 | Airtel | Tamil Nadu | GBT
IN-1082986 | Samraj Nagar(V) | 10.9839 | 79.4255 | MR.D.JEYARAMAN, 89 SAMRAJ NAGAR, AMMACHATRAM POST,THIRUVIDAI MUTHUR TK, THANJAVUR-DIST. | 5571 | Vodafone | Tamil Nadu | RT Tower
IN-1030780 | Thiruvidaimarudur (V) | 10.9929 | 79.4479 | K. Rengadoss, S.F.No. 151/9 & 151/2, No.72, Kutchery Street, Thiruvadaimaruthur - 612 104. | 877 | Vodafone | Tamil Nadu | GBT
IN-1059240 | Tirupuvanam-Tanjore | 10.9901 | 79.4389 | Plot Behind, Superior Complex, No 107/4, Main Road, Bageer Mohammad, Thirubhuvanam | TRPNM1 | Airtel | Tamil Nadu | GBT
IN-1062834 | Kalai Nagar | 10.7398 | 79.1047 | P.RAMACHANDRAN, 1 KALAI NAGAR, THIRUVALLUVAR COLONY, OPP.TANTEX R.S.G COLLEGE POST, THANJAVUR 613 005 PH:9944677825/04298-222745 | TNJ35 | Airtel | Tamil Nadu | RT Tower
IN-1106576 | Kurunnkulam | 10.6629 | 79.087 | V.Rathisamy,S/O,Veerappa Udaiyar,Tholagiri Patti,Kurunkulam Post,Tanjore-613303..Ph-94439-76147 | KRKLM1 | Airtel | Tamil Nadu | GBT
IN-1069236 | Madhakottai road | 10.7581 | 79.122 | Capt.S.KALIYAMOORTHY,FOUR P.A.NAGAR,NEAR CARMAL CHURCH,THANJAVUR-613005,PH:9894177910,04362-230079. | 2972 | Vodafone | Tamil Nadu | RT Tower
IN-1060418 | Mahalakshmi Nagar | 10.756 | 79.1285 | MRS.S.SHANTHI,NO.83,KAVERI NAGAR EAST STREET,MATHAKOTTAI ROAD,TANJORE DIST.-613005.PH:94430-80554 | TNJ29 | Airtel | Tamil Nadu | GBT
IN-1060336 | Matha Church | 10.7404 | 79.1189 | Mr.S.Victor Benjamin, S/O.Singarayar, S.No.187/6, New No.4520, Chruch Street, Madhakottai, Rs College Post, Tanjore Dist - 613 005. Ph:93605 68800/99431 17011 | TNJ33 | Airtel | Tamil Nadu | GBT
IN-1062149 | New Bus Stand (TNJ15) | 10.7487 | 79.1146 | K. Tamilarasan, 10/248, Sundar Towers, Venus Electronics Building, Akshaya Readymades, Opp. To New Bus Stand, Tanjore - 613005, Ph: 226701 | TNJ15 | Airtel | Tamil Nadu | RT Tower
IN-1062805 | Pudukottai Road37 | 10.7561 | 79.123 | M. Valarmadi W/O Mohan, Dorr No22/150,Kaveri gar, 5Th Cross,Pudukottai Road, Tanjore,Ph No 04362237752, 984387444 | TNJ37 | Airtel | Tamil Nadu | RT Tower
IN-1059235 | Tanjore-Pudhukottai Road | 10.7519 | 79.1206 | Selvaraj Land, 22, Kavery Nagar South, Pudukottai Rd., Opp. To New Housing Unit,Tanjore | TNJ02 | Airtel | Tamil Nadu | GBT
IN-1030860 | Thirukanurpati (V) | 10.6994 | 79.0808 | Mr.G Prakasam, Land Near Madha Rice Mill, Pudhukottai, Byepass Road, Thirukannurpatti, Tanjore, Ph.98424-31568, 04362-292309 | 1689 | Vodafone | Tamil Nadu | GBT
IN-1062915 | Vallam Road | 10.7455 | 79.1073 | MR.CHANDRU,NO.188,MAIL ROAD,SRI SARATHA NAGAR,NEAR TANJORE SPINNING MILLS,TANJORE-99432 77842 | TNJ21 | Airtel | Tamil Nadu | RT Tower
IN-1070746 | Kalimedu | 10.7975 | 79.1125 | R. KALIA MOORTHY, 1/2 SOUTH STREET, MELAVELI, KALLI MEDU, TANJORE - 613002? PH - 94863-02382, 99407-52511 | 2948 | Vodafone | Tamil Nadu | GBT
IN-1061858 | Mc Road | 10.7597 | 79.1025 | Maris Complex, Medical College, Iird Gate, Vallam Road, Tanjore | TNJ14 | Airtel | Tamil Nadu | RT Tower
IN-1031398 | Mc Road (Voda Bsc) | 10.7704 | 79.1222 | A.Ulaganathan, A.Vasantha,No.60 Muthu Mansion,Rahman Nagar, Medical College Post, Tanjavore 613 004. Ph. 93603 56790 | 2102 | Vodafone | Tamil Nadu | GBT
IN-1031544 | Medical College | 10.7546 | 79.1023 | A. Vasantha, W/O. Arumugam, No 68, Mathoor Mansion, Rahman gar, Medical College Road,Tanjore. Ph 93603 56780,? 04364 220548 | 518 | Vodafone | Tamil Nadu | RT Tower
IN-1062153 | Medical College Road 17 | 10.7644 | 79.1076 | A.T. Shankar, 87, Sri Bharadwaj Stores, Ganesh Complex, Medical, Mediacal College Road, Tanjore - 613004, Ph: 222542 (Raghunathan) | TNJ17 | Airtel | Tamil Nadu | RT Tower
IN-1062447 | Medical College Road 28 | 10.7743 | 79.1221 | Mrs.J.Anthoniammal & J.Anthony Raj, R.S.No.358/1, No.3, Balaji gar, Medical College Road, Tanjore Dist - 613 007. Ph:9944161911 / 04362-276188 | TNJ28 | Airtel | Tamil Nadu | RT Tower
IN-1031214 | Tamil university | 10.7438 | 79.0856 | A.SRINIVASA REDDIYAR, S/O.PONDA REDDIYAR, VALLAM to TANJ MAIN ROAD, NEAR TAMIZH UNIVERSITY, TANJORE, THANJAVUR Dt. PH : 04362-264781, 264427 | 3174 | Vodafone | Tamil Nadu | GBT
IN-1086141 | Thenna Kudi | 10.8114 | 79.0648 | C. SARANGA PANI, S/O, CHINNA THAMBI, MANI ROAD, THENNAGUDI, TANJORE - 613601? PH- 93456-79055, 97860-65792 | TNKDI1 | Airtel | Tamil Nadu | GBT
IN-1031769 | Tnj Natarajapuram | 10.7713 | 79.11 | M.Elangovan, No.16,Victoria Colony, Medical College Road, Tanjore - 613 004. | 542 | Vodafone | Tamil Nadu | RT Tower
IN-1086835 | Painganadu | 10.5849 | 79.4577 | Mr.R.BALASUBRAMANIAM,S/O:-RAJAGOPAL,ANNA STREET,PAINGANADU POST,MANNARGUDI TALUK,THIRUVARUR DISTRICT,PINCODE:-614020 | PNGND1 | Airtel | Tamil Nadu | GBT
IN-1117493 | Solapandi | 10.602 | 79.4761 | N.Muthulaxmi,W/O,R.K.Natarajan,Solapandi South Street,Solapandi Post,Mannargudi Taluk,Thiruvarur -614020.Ph-04357-264333 | SLPND1 | Airtel | Tamil Nadu | GBT
IN-1106817 | Vallur | 10.5539 | 79.4651 | G.POOVARAGAVAN,S/O,GOVINDASAMY,3/415,SOUTH STREET,THATCHANVAYAL,VALLUR POST,MANNARGUDI TALUK,THIRUVARUR-614017,PH-94435-03511 | VALUR1 | Airtel | Tamil Nadu | GBT
IN-1086963 | Vattar | 10.5844 | 79.5296 | Mr.R.SUBRAMANIAM,S/O:-RAMASAMI PILLAI,VATAKU VATTAR MELA THERU,VATTAR POST,ATHICHAPURAM(via),MANNARGUDI TALUK,THIRUVARUR DISTRICT,PINCODE:-614717 | VATAR1 | Airtel | Tamil Nadu | GBT
IN-1062829 | Anna Nagar | 10.7636 | 79.1474 | MR.M.DHNABALAN, S/O.MURUGESAN, S.NO.6/8, OLD NO.374, NEW NO.1, 15TH STREET, BURMA COLONY, ANNA NAGAR, VILAR ROAD, TANJORE DIST - 613 006. PH:93446 44488 | TNJ39 | Airtel | Tamil Nadu | RT Tower
IN-1031841 | Annanagar_Tnj | 10.7628 | 79.1402 | T.Nagalaxmi, Ganesa Raja Complex' Anna Nagar, Tanjore - 613 006. | 1380 | Vodafone | Tamil Nadu | RT Tower
IN-1061852 | City Kalyana Mandapam | 10.7678 | 79.1314 | 31-32, Arulanthar Nagar, 8Th Cross, Thanjavur | TNJ04 | Airtel | Tamil Nadu | RT Tower
IN-1031213 | Marungulam | 10.6768 | 79.1404 | L.G.JAYASANKAR, 1/444, KALI MAHAL STREET, MARUNGULAM POST, TANJORE - 613 006 / 98438-61858 | 2789 | Vodafone | Tamil Nadu | GBT
IN-1062442 | N.K Road ( New) | 10.7694 | 79.1419 | MR.K.PETER & MRS.P.FATHIMA, R.S.NO.5/6, NO.11/9, FATHIMA NAGAR, N.K.ROAD, 1ST CROSS, TANJORE DIST - 613 001. PH:04362 - 234733 / 94432 35717. | TNJ27 | Airtel | Tamil Nadu | RT Tower
IN-1061025 | Natarajapuram11 | 10.7622 | 79.1169 | Michel Neppolian Land, Rs No 343, Plot No 89, 12Th Cross, Nadarajapuram, Tanjore. | TNJ11 | Airtel | Tamil Nadu | GBT
IN-1060417 | Natarajapuram22 | 10.7673 | 79.1175 | P.BHUVANESWARI, W/P PITCHYAN, 35 RAMANI NAGAR, TANJORE-7. Ph:044/24892479 | TNJ22 | Airtel | Tamil Nadu | GBT
IN-1062848 | Palpannai42 | 10.7542 | 79.1394 | K.G Rajan,1/479,Postal Colony 2 Nd Street, N K Road Tanjore-06 Ph No:9942132032 | TNJ42 | Airtel | Tamil Nadu | RT Tower
IN-1061850 | Tanjore01 | 10.7758 | 79.1319 | 20/1A, S.M. Road, Thanjavur - 613007 | TNJ01 | Airtel | Tamil Nadu | RT Tower
IN-1060274 | Tulasiyapuram | 10.7646 | 79.1219 | Venkatesan,No 76,Tulasiya Puram,Cooperative Colony, Tanjore-7,Ph No 04362232251, 9994201385 | TNJ38 | Airtel | Tamil Nadu | RT Tower
IN-1101278 | Venkarayan Kudi Kadu | 10.7009 | 79.1305 | M. SAMANTHAM, S/O, MUTHU, VADAKU STREET, VENKARAYAN KUDI KADU, NANJI KOTTAI POST, TANJORE - 98651-76719, 04362-327023 | VGKKD1 | Airtel | Tamil Nadu | GBT
IN-1062460 | Diwan Street | 10.7805 | 79.1374 | Mrs.Subha Sakthivel, Old T.S.No.2977/1B, New T.S.No.2977/1B1, Mansur Thaikkal, Diwan Street, 8Th Ward, Court Road, Needhi gar, Tanjore Dist - 613 001. Ph:04362 - 320225. | TNJ26 | Airtel | Tamil Nadu | RT Tower
IN-1060117 | Keela Vadakarar Street | 10.7749 | 79.1486 | MR.N.RAMAMOORTHY,TS.NO.1984/7,NO.58,KEELA VANDIKARA STREET,TANJORE DIST.-613 001.PH:04362-279269 | TNJ30 | Airtel | Tamil Nadu | RT Tower
IN-1030736 | Kilavasal | 10.7796 | 79.1629 | M.Naepolian, T.S.No.1369/4 Part, 1368/5 Part, Old No.44/2, Anna Colony, Tanjore - 613 001. | 528 | Vodafone | Tamil Nadu | GBT
IN-1062804 | Kollupattrai | 10.7892 | 79.1442 | MR.A.RAMUJUDEEN,S/O.ABDUL LATHIF,NO.755,ALLUMANDAI STREET,EAST GATE,TANJORE DIST.-613 001.PH:98942-35223/98940-90729 | TNJ36 | Airtel | Tamil Nadu | RT Tower
IN-1031880 | Manambuchavadi | 10.7797 | 79.1476 | V.S.Ramamoorthy, 9/1102, Sriayar Garden, 1St Street, Maharambu Chavadi, Tanjore-613001, 94423-46391 | 1688 | Vodafone | Tamil Nadu | RT Tower
IN-1031879 | Tanjore Court Road | 10.7817 | 79.1384 | T.K.Ayisha begam, No.1, G.A.Canal Road, Navrang Readymades, Tanjore - 613 001. | 1381 | Vodafone | Tamil Nadu | RT Tower
IN-1061851 | Tanjore03 | 10.7922 | 79.1414 | 88/947 Thangavel Pillai Commercial Complex, East Gate, Thanjavur - 613001 | TNJ03 | Airtel | Tamil Nadu | RT Tower
IN-1062806 | Tholkappair Nagar | 10.7784 | 79.154 | MR.S.THIYAGARAJAN,TS.NO.1346/4A,NO.12,THOLKAPPIYAR NAGAR,THOLKAPPIYAR SATHUKKAM,TANJORE DIST.-613 001.PH:94431-34149 | TNJ41 | Airtel | Tamil Nadu | RT Tower
IN-1059372 | Addiakkamangalam (A) | 10.7621 | 79.6866 | Open Land Of Mrs. Leelavathi, W/O. Mr.M. Bakthavatchalam, Survey No. 236/5, Addiakkamangalam, Lakshmi Rice Mill,Thiruvarur To gai Main Road, Tiruvarur Dist - 611101. Ph: 0466 224274, 94439 72259 | ADMGM1 | Airtel | Tamil Nadu | GBT
IN-1030962 | Addiakkamangalam (V) | 10.7622 | 79.6848 | B.Sagadeven, Sf No: 207/18J, No:1/74, Kallikudi Road, Adiyakkamangalam Post, Ahdipalayam Via, Thiruvarur Tk, Nagapattinam - 611 101 / 94439-72259 / 04366-224274 | 2566 | Vodafone | Tamil Nadu | GBT
IN-1059400 | Ammaiappan | 10.7883 | 79.5678 | Open LOpen Land Of Mr. Rajesh, S/O. Mr. Subramanyam, No.80. Kaliamman Kovil Street, Ammaiappan, Tiruvarur Dist. Ph-98and Of Mr. Rajesh, S/O. Mr. Subramanyam, No.80. Kaliamman Kovil Street, Ammaiappan, | AMPAN1 | Airtel | Tamil Nadu | GBT
IN-1079322 | Kalyanamahadevi | 10.735 | 79.6019 | Survey no:66/16c,66/A9 situated at Kalyanamahadevi post | KDEVI1 | Airtel | Tamil Nadu | GBT
IN-1106481 | Perutharagudi | 10.7649 | 79.5899 | MR.S.GANESHAN,RS.NO.26/3,26/5,NO.75,PILLAIYAR KOIL STREET,VILLIYAVARANBAL,IYAVADI POST,KUMBAKONNAM TALUK,TANJORE DIST.-612204.PH:99421-48506 | PRRKD1 | Airtel | Tamil Nadu | GBT
IN-1082421 | Sigar | 10.7075 | 79.6767 | S.A.JAYARAMAN,S/o S.ARUMUGAM ,NORTH STREET,SIGAR POST,KILVELUR TK | SIGAR1 | Airtel | Tamil Nadu | GBT
IN-1083298 | Thandalai (V) - Thiruvarur | 10.7835 | 79.6011 | SVI Auto complex, | 3627 | Vodafone | Tamil Nadu | RT Tower
IN-1086935 | Thappalampuliyur | 10.7326 | 79.6612 | MR.R.NAGRAJAN,S/O:S.RATHINAMPILLAI,3/152VEULAR ST,THAPPLAMPULIYUR,610106,THIRUVARUR(T),THIRUVARUR(D),MOB:9442767278 | THAPP1 | Airtel | Tamil Nadu | GBT
IN-1061836 | Thiruvarur1 | 10.7669 | 79.6378 | Ag Complex, 7-A/9, V.R.M.Road, Thiruvarur - 610 001. | TIVR1 | Airtel | Tamil Nadu | RT Tower
IN-1106616 | Anai Kuppam | 10.8407 | 79.6044 | MR.S.GUNASEKARAN,S/O:SUDARSHAN,SOUTHSTREET,ANAIKUPPAM,NANNELAM(T),THIRUVARUR(D)610105,9786879525 | AAKPM1 | Airtel | Tamil Nadu | GBT
IN-1070554 | Kangalancheri | 10.8202 | 79.6363 | G.Rengaraju, GR Nagar, Sethamangalam, Kangalacherry Post, Nagapattinam DT, 04366-291921 | 2565 | Vodafone | Tamil Nadu | GBT
IN-1079387 | Karaiyur | 10.821 | 79.6801 | Survey No:146/13 situated at Karaiyur Village & post, | KRIUR1 | Airtel | Tamil Nadu | GBT
IN-1060084 | Keelakothathiruvu | 10.7829 | 79.6369 | M.Kadherhussain,S/O.S.M.Mohamedmohaideen,5A,Eastkotha Street,Thiruvarur-610002.Ph:9842351863 | TIVR5 | Airtel | Tamil Nadu | GBT
IN-1106479 | Palayavallam | 10.7934 | 79.6789 | MR.K.GANAPATI,S/O:KARUPAIYA,1/20,KOVIL STREET,PALAYAVALAM,THIRUVARUR(T),THIRUVARUR(D),610101,MOB:9943774568 | PYVAM1 | Airtel | Tamil Nadu | GBT
IN-1106709 | Perupugalur | 10.8041 | 79.6167 | Mrs.N.Sumandhi,W/O:dimuthu,Sivan Kovilst,Preumbugalur,neelam,(T),Thiruvarur(D),Ph:04369-326318 | PMBGR1 | Airtel | Tamil Nadu | GBT
IN-1106808 | Sholanga Nallur | 10.8136 | 79.7199 | MR.G.C.SENTHILVEL,RESURVEY NO:393/8 SITUATED AT AMOOR MAIN ROAD, SOLLANGANALLUR, AMOOR POST, THIRUVARUR TALUK, THIRUVARUR DISTRICT - 610101, PH:9443908761 | SLNLR1 | Airtel | Tamil Nadu | GBT
IN-1061838 | Thiruvarur3 | 10.7747 | 79.6288 | Rukmani Hospital Complex, 2, Kamalalayam South Bank, Tiruvarur - 610 002. | TIVR3 | Airtel | Tamil Nadu | RT Tower
IN-1031324 | Thiruvarur B.Sc | 10.7864 | 79.6336 | A.MUMTAJ, S.F.NO.82, NEW STREET, RAMANANDHA NAGAR, THIRUVARUR, TANJORE, PH- 94435-74028, 98415-40372. | 1146 | Vodafone | Tamil Nadu | GBT
IN-1082570 | Tvr Sanathi Street | 10.7747 | 79.6377 | Mrs.P.Sumathi, W/O.Mr.Ponnalagan, 3, Dhurvasar Sannathi Street, Thiruvarur Dt, 9443865226 | 5384 | Vodafone | Tamil Nadu | RT Tower
IN-1106608 | Kalyannacholapuram | 11.1619 | 79.5825 | Mr.K.RANGANATHAN,S/O KALIYAMURTHY,1/16,THIRUVALLUVAR STREET,KALYANACHOLAPURAM ,NAMACHIVAYAPURAM POST,MAILADUTHURAI TK, NAGAPATTINAM DT.Pin: 609811.Ph:98431 49477 | KALYN1 | Airtel | Tamil Nadu | GBT
IN-1031206 | Narasingampetai | 11.0343 | 79.5088 | S.Ramaswamy, S/O.Sambadham Pillai, No:625, Main Rd, Narasingampettai(P), Tiruvidaimaruthur(Tk), Thanjavur(Dt), Pin:609802, Ph:04352-472283. | 2849 | Vodafone | Tamil Nadu | GBT
IN-1031041 | Pandhanallur | 11.1328 | 79.5142 | H.MOHAMED RAFIQ, S.F.No. 228/5B, Near Sivan North Street, Pandhanallur Post, Thiruvidaimarudhur Taluk, Tanjore - 609 807. | 1676 | Vodafone | Tamil Nadu | GBT
IN-1030893 | Alangudi (Vo) | 10.8291 | 79.405 | C.VENKATACHALAM, S.F.No. 85/1B, And 85/2, Back Side Of The C.V.Complex, Main Road, Alankulam, Thiruvarur - 612 701. | 1683 | Vodafone | Tamil Nadu | GBT
IN-1070745 | Eravancheri | 10.9333 | 79.5532 | R.IILYAKATH ALIKHAN,ALL BIMI GENERAL STORE,MAIN Rd,ERAVANCHERI(V),KODAVASAL(Tk),TIRUVARUR(Dt),PIN:639501,PH:04366-273099,9443973656. | 2947 | Vodafone | Tamil Nadu | GBT
IN-1106816 | Kandiyur New | 10.8407 | 79.4453 | C.Ramasubramaniyan,S/O,Chokkalingam,2/49,Pillayar Koil Street,Kandiyur,Paragadapad Post,Sellur Via,Valangaiman Taluk,Thiruvarur-613705 | KDYUR1 | Airtel | Tamil Nadu | GBT
IN-1106480 | Keerangudi | 10.8319 | 79.5786 | MR.G.MOHANRAJ,S/O:S.GOVINDRAJAN,JOTHI NAGAR,THIRUVARUR MAIN ROAD,KEERANGUDI,KODAVASAL(P),THIRUVARUR(T),THIRUVARUR(D)MOB:9943938397 | KRGUD1 | Airtel | Tamil Nadu | GBT
IN-1101268 | Manjakudi | 10.8367 | 79.4998 | S. Gothandapani, S/O Ramalingam, Mainroad, Narsingampettai, Manjakudi Po, Kadavasal Tk, Thiruvarur Dt. 9442037798. | 2949 | Vodafone | Tamil Nadu | RT Tower
IN-1083100 | New Keramgudy | 10.9273 | 79.5125 | Mr.S.Senthil Pandiyan,S/O:-Siva lingam,Door no-18,keramkudy, Eravan cherry(via), | KMKDY1 | Airtel | Tamil Nadu | GBT
IN-1106889 | Sithanvallur | 10.8602 | 79.4181 | P.Kasiammal,W/O,Ponnusamy,North Street,Sithanvallur,Valangaiman Taluk,Thiruvarur-612804,Ph-99940-89224 | STVLR1 | Airtel | Tamil Nadu | GBT
IN-1106943 | Kulamanicam | 10.6737 | 79.5732 | V.THANGAIYA NADAR,S/O,VAIRAKANNU,57,KULAMANICKAM,THIRUVARUR MAIN ROAD,MAVATTKUDI POST,VADAPATHIMANGALAM VIA,NEEDAMANGALAM TALUK,THIRUVARUR-610206,PH-99435-14628,04367-713697 | KLMKM1 | Airtel | Tamil Nadu | GBT
IN-1031594 | Kuthanallur | 10.7089 | 79.5186 | Goodwill Plaza,No.1 West Street, Kuthanallur | 2506 | Vodafone | Tamil Nadu | RT Tower
IN-1060599 | Pothakkudi (A) | 10.7351 | 79.5115 | MRS.N.A.M.MEGARAJ BEGAM, S/O.A.P.MOHAMMED FAROOK, S.NO.136/1, SHAWKATH ALI ROAD, PODAKKUDI, THIRUVARUR DIST - 614 103. PH:04367-233556 | PTKDI2 | Airtel | Tamil Nadu | GBT
IN-1101275 | Pothakkudi (V) | 10.7373 | 79.507 | Mr.L.A.IQBALLUTHEN,S/O.ABDUL JALIN,C/O.VELMURUGAN,No:591,MAIN Rd,PODAKUDI,THIRUVARUR DST.Ph:994311234. | 2559 | Vodafone | Tamil Nadu | GBT
IN-1106647 | Senthankudi | 10.6765 | 79.6059 | MRS.V.MANI,W/O:VAITHIYALINGAM,2/384 PALLIVASAL ST,SENDANGUDI,610206,NEEDAMANGALAM(T),THIRUVARUR(D),MOB:9444826891 | SDGUD1 | Airtel | Tamil Nadu | GBT
IN-1106468 | Sithanakudi | 10.7255 | 79.5589 | S.RAJAGOPAL,S/O,SRINIVASAN,NAIDU STYREET,KAMALAPURAM VIA,SITHANGUDI,VELKUDI POST,NEEDAMANGALAM TALUK,THIRUVARUR-610102 PH-93801-68494 | STNKD1 | Airtel | Tamil Nadu | GBT
IN-1101183 | Thirushaktimutram | 10.6648 | 79.5362 | Mr.K.Veeraiyan, S/O. Kamalappa Vandiyar, Sf No: 303/1A, Situated At No. 3/99, Vettukullam Road, Thirusakthimutram, Manjavadi Post, Mangudi Tk, Thiruvarur Dist: 614 101. Ph:04367-20332. | TRKTM1 | Airtel | Tamil Nadu | GBT
IN-1078012 | Vadapathimangalam | 10.6983 | 79.5776 | Mrs.A.Neelavathi, Resurvey No;142/39, New Survey No:303/5 situated at Uchivadi | VDPGM1 | Airtel | Tamil Nadu | GBT
IN-1106477 | Vikrapandiam | 10.644 | 79.5872 | Mr.R.Alageasan,S/O:-Rajappa,East Street,Vikrapandiam Post,Manrgudi Taluk,Thiruvarur District,Pincode:-610203,Ph:-04367-279735 | VKPDM1 | Airtel | Tamil Nadu | GBT
IN-1062292 | Abraham Panditar Street | 10.7859 | 79.1398 | Mr.K.Sherbudeen,T.S.No.91P.K.Hospital,No.91/2A,Anna Bylane, Vijay Theatre Road, Tanjore Dist.-613 001 .Ph: 94439-97657 / 04362-570951 | TNJ16 | Airtel | Tamil Nadu | RT Tower
IN-1031772 | Big temple | 10.7869 | 79.1243 | P.Ajantha, No.58,Raja Raja Cholan Nagar, Srinivasapuram, Tanjore - 9. | 545 | Vodafone | Tamil Nadu | RT Tower
IN-1062772 | Dasappanayakan Street | 10.7946 | 79.1457 | MR.D.AYYARU, S.F.NO.3565, NO.16, PHASAPPA NAICKEN STREET, TABEER KULAM ROAD, KEELAVASAL, TANJORE DIST - 613 001. PH:04362-250846 | TNJ32 | Airtel | Tamil Nadu | RT Tower
IN-1062474 | Gandhiji Road | 10.7969 | 79.138 | K.SANTHA, NO.2778, AYANADAR ROAD, GANDHIJI ROAD, TANJORE-2. PH:94428 90557, 04362-251889 | TNJ23 | Airtel | Tamil Nadu | RT Tower
IN-1062955 | Meelaveedhi | 10.7901 | 79.1301 | MR.T.S.SWAMINATHAN,NO.3/1604,BACHANA LANE,MELA VEETHI,THANJAVUR DIST.-PH:93600 43404 /94433 43404. | TNJ19 | Airtel | Tamil Nadu | RT Tower
IN-1062444 | Otha Street | 10.7845 | 79.1485 | Mr.M.S.Jayakumar, T.S.No.297, No.297, Otthai Street, M.Savadi, Tanjore Dist - 613 001. Ph:04362 - 239980 / 224232. | TNJ24 | Airtel | Tamil Nadu | RT Tower
IN-1030886 | Palliagragaram | 10.8214 | 79.137 | Alavandar, Opp to central bank, Palliagraharam, Tanjore, 94433-42856 | 1775 | Vodafone | Tamil Nadu | GBT
IN-1062150 | Raja Gopalsamy Street | 10.7939 | 79.1341 | A. Valli, W/O, Ashokan, No:2649, Rathna Complex, Ayyankadai Street, Tanjore - 613001, Ph: 98949 56938 (Acquired By Raghu) | TNJ18 | Airtel | Tamil Nadu | RT Tower
IN-1060337 | Sita Nagar | 10.7809 | 79.1214 | Muthu krishnan,s.m.s colony, siat nagar via,Tanjore-613001, ph no 04362235827 | TNJ40 | Airtel | Tamil Nadu | GBT
IN-1061857 | Tanjore-Giri Road | 10.7854 | 79.1273 | Mr.Senthil,30/65,I St Street,Giri Road,Srinivas Puram,Thanjavur.Ph-230309 | TNJ12 | Airtel | Tamil Nadu | RT Tower
IN-1106734 | Manickamangalam | 10.8064 | 79.4333 | R.Umamaheshwari,W/O,Rajasekar,Manickamangalam,Needamangalam Via,Valangaiman Taluk,Thiruvarur-614404?Ph-94424-31275,04366-265388 | MNKGM1 | Airtel | Tamil Nadu | GBT
IN-1059948 | Odathurai | 10.7614 | 79.4601 | Mr.S.F.No.225/4, New No.225/13A, Odathurai, Olimadhi Post, Needamangalam Via., Needamangalam-Tk, Thiruvarur Dist - 614 404 | ODTHR1 | Airtel | Tamil Nadu | GBT
IN-1087267 | Olimathi | 10.7657 | 79.4524 | Mr.GOVINDARAJ,OLIMATHI (PT),NEEDAMANGALAM(TK),TIRUVARUR DST.Ph:9952352414. | 3994 | Vodafone | Tamil Nadu | GBT
IN-1106543 | Rayapuram | 10.7302 | 79.4028 | G.VENGATACHALAM,S/O,GOVINDASAMY,RAYAPURAM POST,POOVANUR VIA,NEEDAMANGALAM TALUK,THIRUVARUR-612803..PH-04367-201007,98434-08658 | RYPUM1 | Airtel | Tamil Nadu | GBT
IN-1117497 | Sonapettai | 10.7338 | 79.3748 | S.Arumugan,S/O:N.Sathasivam,626 Sonapettai East,Pallavaramkudi Kadu(Po),Poovanur(Via),Needamangalam(Tk)),Thiruvarur-614013 Ph No-04367-267304 | SNPTI1 | Airtel | Tamil Nadu | GBT
IN-1087268 | Kelapanagudi | 10.8668 | 79.6481 | SAVURI NAIDU, KEELAPANAGUDI, PANAGUDI PO, NANILAM TK, THIRUVARUR DT. 9976581548. | 4619 | Vodafone | Tamil Nadu | GBT
IN-1060945 | Nannilam | 10.8807 | 79.6112 | House No -9 Pilliyar Kovil South Street Nannilam E.G Balasubryamaniyam (Bank Buliding) | NNLM1 | Airtel | Tamil Nadu | RT Tower
IN-1115086 | Onbathu Pulli | 10.9214 | 79.6472 | Mr.J.Johnraj, SF No: 131/4 and 131/10, Onbathu puli, Thiruvarur Main road, Nanillam TK, Thiruvarur - 609 503, 04366-239828, 9790030942 | 4625 | Vodafone | Tamil Nadu | GBT
IN-1127247 | Srivanjiyam | 10.8705 | 79.5726 | N. Subramaniam, 1/107, Vania Street, Srivanjiram | 2952 | Vodafone | Tamil Nadu | GBT
IN-1070779 | Mandalakottai | 10.5275 | 79.4124 | K.Selvarani Land, 371/1, Manngargudi Main Road, Mandalakottai | MDLK1 | Airtel | Tamil Nadu | GBT
IN-1106504 | Thirumakottai | 10.5294 | 79.4558 | A.Selvarani,W/O,Andan,South Street,Thirumakottai,Manrgudi Taluk,Thiruvarur-614017..Ph-94448-19792 | TRMKT1 | Airtel | Tamil Nadu | GBT
IN-1031104 | Manigudi | 11.1391 | 79.2347 | C.MURUGESAN, Mr.Murugesan, Chidambaram main road, manikudi, Udaiyarpalayam, Perambalur, 94428-51339 | 1773 | Vodafone | Tamil Nadu | GBT
IN-1074775 | Vanatriynptinam | 11.1596 | 79.342 | P. SIVAKUMAR, MIDDLE STREET, VATHURAYAN PATTIM POST, UDAYAR PALAYAM TK, PERAMBALUR - 621804? PH - 98430-12880 | 3338 | Vodafone | Tamil Nadu | GBT
IN-1098566 | Ananthapuram | 10.8115 | 78.7006 | Sendur Pandian, 47 A Ananda Puram, Mettur St, Varaganari, Trichy-8 Ph:9994821651 | 153 | Vodafone | Tamil Nadu | RT Pole
IN-1030959 | Kaulupalayam | 11.2382 | 78.9224 | N.Siva raman, Ariyanur Road, kavulupalayam, Perambalur Dt, 93603-79465 | 2642 | Vodafone | Tamil Nadu | GBT
IN-1030889 | Thuraimangalam | 11.2328 | 78.8854 | MANIMEGALAI, S.F.No. 14/1, No.174-S/5, 1St Cross Street, K.K.Nagar, Thuraimangalam, Perambalur - 621 220. | 1678 | Vodafone | Tamil Nadu | GBT
IN-1030512 | Keelapalur (V) | 11.0402 | 79.0693 | R.Elangovan, Survey No;273/203, Opp To Mariyamman Koil, Tanjore Main Road, Keelapalur Po, Ariyalur Tk, Perambalur Dt-621 707. | 793 | Vodafone | Tamil Nadu | GBT
IN-1127740 | Poiyur | 11.0655 | 79.1078 | MR.S.PALANISAMY, 1/132, NORTH STREET, KARUPUR POST | 2335 | Vodafone | Tamil Nadu | GBT
IN-1106983 | Achampatti | 10.6733 | 78.9476 | K.CHINNAMANI,W/O,KARUPAIYAN,SOUTH STREET,KOSAVAPATTI,ACHAMPATTI POST,TANJORE TALUK & DISTRICT-613402,PH-98437-53458 | AHMPT1 | Airtel | Tamil Nadu | GBT
IN-1059285 | Sengipatti | 10.7152 | 78.9548 | S.Pitchairaj, Sf No: 272/2C, Land Beside Arm Rice Mill, Pudhupatti Pachnchayat | SGPTI1 | Airtel | Tamil Nadu | GBT
IN-1074772 | Meelavadi | 11.4711 | 78.9036 | MAYAVAN,KARIYANUR(PO),MEELVADIVIL,VEPPANTHATTAITK,PERAMBALUR9344898784 | 3335 | Vodafone | Tamil Nadu | GBT
IN-1030965 | Vkalathur | 11.4046 | 78.9284 | Abdulkarim, S/O.Ismailkani, Adm Theatre Back Side, V.Kalathur(P), Veppanthattai(Tk), Perambalur(Dt), Pin:621 117, Ph:9442870050, 04328-251515. | 2338 | Vodafone | Tamil Nadu | GBT
IN-1086067 | Eachankottai | 10.6496 | 79.1749 | Mr. M.Govindharaj, S/O. Late. Manickam, Sf No: 25/1, Situated At Veeramundar, Vadakkur Post, Orathadu Tk, Tanjore Dist: 614 902.Ph : 04372-315092. | EHKTI1 | Airtel | Tamil Nadu | GBT
IN-1031120 | Ladapuram | 11.2388 | 78.7453 | Mr.Dinesh kumar, Danamariamman rice mill, Saravanapuram Road, Ladapuram, Perambalur Dt - 94866-43439 | 2232 | Vodafone | Tamil Nadu | GBT
IN-1031534 | Perambalur | 11.2389 | 78.8667 | Ram Theatre Complex,Elambalur Rd,Perambalur | 717 | Vodafone | Tamil Nadu | RT Tower
IN-1069397 | Rovarschool | 11.2386 | 78.8736 | Mr.JAYABALL,ROVAR SCHOOL NORYH,PERAMBALUR-621212-9442850610 | 3295 | Vodafone | Tamil Nadu | GBT
IN-1030963 | Chettikulam | 11.1357 | 78.7727 | C.Durai Raj, Sf No: 221/2, Perambalur Road, Chettikulam Post, Kunnam Tk, Perambalur - 621104 / 94435-31697 | 2640 | Vodafone | Tamil Nadu | GBT
IN-1030502 | Padalur (V) | 11.0915 | 78.8257 | R. Perumal, S.F.No.242/5,Main Road, Near Kannan Complex, Padalur - 621 109, Perambulur District | 792 | Vodafone | Tamil Nadu | GBT
IN-1060825 | Punarkulam | 10.6461 | 79.0453 | PNRKM1, MR.K.MAYILRAJ,S/O.MR.KUMARASAMY,SF.NO.238/4,LAND OPP.TO KINGS COLLEGE,ARIYANIPATTY,THETHUVASALPATTY POST,KURUNKULAM MELPATHY VIA.,PUDUJOTTAI DIST.-613 303.PH:94437-19599 | PNRKM1 | Airtel | Tamil Nadu | GBT
IN-1106634 | Sakkarasasamandam | 10.8082 | 79.0833 | S.Ramaraj,S/O,Samiayya,Sakarasamandam Post,1/53,South Street,Tanjore-613008..Ph-04362-291028,04362-291867 | SAKAR1 | Airtel | Tamil Nadu | GBT
IN-1030977 | Subrayapuram | 11.2 | 79.0858 | R.SENTHIL KUMAR,S/O.RANGARAJAN,NO:79,MARIAMMAN NEDU St,1ST WARD,ARIYALUR(Tk),PERAMBALUR(Dt),PH:9443714866. | 2650 | Vodafone | Tamil Nadu | GBT
IN-1062332 | Nanjikottai (Eb Colony) | 10.7497 | 79.139 | Mr.S.Duraisingam,Old Sf.No.223,New Sf.No.223/301,No.394,Tamilarasi Complex,Kalyana Sundaram Nagar,Eb Colony, Main Road, Nanjikottai Road,Tanjore Dist.-613 001. Ph:98420-82229 | NJKTI2 | Airtel | Tamil Nadu | RT Tower
IN-1061855 | Tanjore08 | 10.7622 | 79.1406 | Santhiyagu Complex,#1/1, Annanagar Nagar,Nanchikottai Road,Tanjore-06 | TNJ08 | Airtel | Tamil Nadu | RT Tower
IN-1061853 | Tanjore05 | 10.7772 | 79.1428 | 2889, Srinivasam Pillai Road, Thanjavur - 1 | TNJ05 | Airtel | Tamil Nadu | RT Tower
IN-1061856 | Tanjore10 | 10.7795 | 79.1492 | 1843, Pattunool, Mela Raja Veethi, Manambuchavadi, Tanjavur | TNJ10 | Airtel | Tamil Nadu | RT Tower
IN-1107061 | Ingi Kollai | 10.8949 | 78.8975 | Mr.K.Kalyanaraman,S/O:-R.Kesavan,4/31,Padmasalyar street,Injkollai,Kumbakonam taluk,Thanjavur district-612605,PH:-9962068301 | INJKL1 | Airtel | Tamil Nadu | GBT
IN-1030754 | Veenakaikatti | 11.1135 | 79.162 | M.Chinppan,S/O.Muthuvel,SfNo195-4E,No72/1B,AriyalurMainRoad,V.Kaikatti,PeriyagalurPost,AriyalurTaluk,Perambalur.Ph04329291015 | 534 | Vodafone | Tamil Nadu | GBT
IN-1030973 | Vikkiramangalam | 11.0432 | 79.2253 | R.Balasubramanian, Main road, Vikkaramangalam, Udaiyarpalayam TK, Perambalur - 621 701, 04331-262222, 94438-88899 | 2689 | Vodafone | Tamil Nadu | GBT
IN-1106654 | Kothangudi (TNJ) | 10.822 | 79.2141 | E.KALIA PERUMAL,S/O,EDUMBAN,KOTHANGUDI,PAPANASAM TALUK,ANNAPPAN PETTAI POST,TANJORE-613003,PH-93447-73697,04362-291009 | KTKDY1 | Airtel | Tamil Nadu | GBT
IN-1086573 | Kudalur | 10.8112 | 79.1677 | M.MARY,W/O,MOSES,3/80,ARISANA STREET,KUDALUR POST,TANJORE TALUK,TANJORE-613003,PH-99440-92909 | KDLUR1 | Airtel | Tamil Nadu | GBT
IN-1061024 | Tanjore-Karanthai | 10.8036 | 79.1394 | Mr.A.Adhi'S Land,Ts No.1627, Gandhiji Main Rd,Karanthai Chekkadi,Karanthai, Tanjore- 02 | TNJ09 | Airtel | Tamil Nadu | GBT
IN-1060120 | Thittai - Thanjai | 10.8376 | 79.172 | Mr.K.M.Ramathan,Sf.No.185,D/2&3,Kmr Block,Main Road,Thittai Post,Tanjore Dist.-613007.Ph:94421-79210 | TITTA1 | Airtel | Tamil Nadu | GBT
IN-1030567 | Krishnampuram | 11.3786 | 78.7894 | N.R. Perumal, Nr Peruamal Sf No 92/1A No 198/5 Arumbavur Road Krishnapuram Veppnthatti Taluk Perambulur Dist 621116P H 9443953605 | 785 | Vodafone | Tamil Nadu | GBT
IN-1074773 | Noothapuram | 11.4633 | 78.8327 | JAYAMMAL,NOOTHAPURAM(PO),VAPPANTHATTAITK,PERAMBALUR DIST,978670696,04328-263283 | 3336 | Vodafone | Tamil Nadu | GBT
IN-1031122 | Veppanthatai | 11.3367 | 78.8203 | Mrs.R.Saroja, Opp Taluk Office, Veppanthatti, Perambalur Dt, 94429-40523 | 2238 | Vodafone | Tamil Nadu | GBT
IN-1031687 | Mannarpuram (V) | 10.787 | 78.6888 | M. Mohamed Negeib, No.10, Middle Street, Mannarpuram, Trichy - 20. | 6391 | Vodafone | Tamil Nadu | RT Tower
IN-1030984 | Kodambalur | 10.5503 | 78.5034 | P.KANYAN,P.MARUDHAN,S/OPERIYASAMYCHETTIAR,7/1042,KODUMBALURCHATERAM,ILUPPUR,PUDHUKOTTAI.04339242373,9942068096 | 2219 | Vodafone | Tamil Nadu | GBT
IN-1030625 | Velayakottai | 10.4964 | 78.4745 | A.Vellaisamy,S/O.AdikaGounder,2/37,Valasupatti,KovilpattiPost,MaparaiTk,TrichyDt,621305,04332-274291,94431-27595 | 325 | Vodafone | Tamil Nadu | GBT
IN-1031066 | Irungalur | 10.9581 | 78.7585 | Mrs.A.Lema Rose Mary, W/o.Anthony samy, SF No: 219/29, Near Airtel Tower, Adhi shankar poly technic college road, Erungalur , Lalkudi Tk, Trichy DT - 0431-6990675 / 99945-62632 | 2057 | Vodafone | Tamil Nadu | GBT
IN-1031649 | Samayapuram tollgate(V) | 10.8742 | 78.7082 | T. Thangarajan, T Thangarajan ,Sf No 70/2 Sit No 36 A No 1064 Rajan Complex Lalkudi Main Road No 1 Toll Gate Pichandar Koil Post Trichy 621216 | 765 | Vodafone | Tamil Nadu | RT Tower
IN-1061027 | Siruganur (A) | 10.9912 | 78.7801 | CHENI MAIN ROAD MAM COLLAGE,SRINGAM,TRICHY | TRY35 | Airtel | Tamil Nadu | GBT
IN-1031658 | Eastbuliwardroad (V) | 10.8246 | 78.7003 | P. Singaram, Old T.S.No.398/1 Part, T.S.No.99 Part, No.23, Babu Apartments, Babu Road, Trichy District - 620 008. | 764 | Vodafone | Tamil Nadu | RT Tower
IN-1031756 | Old madurai road | 10.8203 | 78.694 | R. Srither, No.5A, Madurai Road Corner, John Bazzar, Trichy - 620 008. | 467 | Vodafone | Tamil Nadu | RT Tower
IN-1031738 | Pattibiramst | 10.8171 | 78.6822 | MrSathasivam,No22A,KeelaSathramRoad,Thennur,Trichy17.Ph9994408898,04316501929 | 6397 | Vodafone | Tamil Nadu | RT Tower
IN-1101269 | Veeramanagar | 10.8143 | 78.7033 | R.Soma Sundaram,No:5/1, Alanga nadda Puram Road,Tharanallur, Trichy-08,98840-84693/94439-50301 | 3593 | Vodafone | Tamil Nadu | RT Tower
IN-1031639 | Bhel | 10.7712 | 78.8011 | V. Arumugam, Survey No:603/3, Amritha Complex, No:80A, Church St, Bhel Akbar Salai, Thuvakudi Malai, Trichy Dt-22. | 751 | Vodafone | Tamil Nadu | RT Tower
IN-1030966 | Ezhilnagar | 10.7793 | 78.808 | M.Sethuraman, S/O.M.Muniandi, No:251/3E, Ezhil Nagar, Kailasapuram(P), Tiruchy-621314, Ph:9894065110. | 3171 | Vodafone | Tamil Nadu | GBT
IN-1030830 | Rec | 10.7528 | 78.8117 | AstinSundar,314/3-6GBelgar,Rec-Post,Trichy-15,0431-6529758,2500926 | 983 | Vodafone | Tamil Nadu | GBT
IN-1031367 | Thuvakudi | 10.7444 | 78.8333 | Plot Nos. 65 & 66, SF No. 446/2A, Thuvakudi , Valavandankottai Village, Trichy Taluk, Tiruverambur Sub-Regn. Dist., Trichy Regn. Dist. | 718 | Vodafone | Tamil Nadu | GBT
IN-1031706 | Annamalainagar (V) | 10.8326 | 78.6851 | K. Nirmala, Door No.5, Malar Salai, Annamalai Nagar, Trichy - 18. | 6417 | Vodafone | Tamil Nadu | RT Tower
IN-1113611 | Dgputhur | 11.4961 | 77.2996 | R.Srimathi , No.1, Vadivel Nagar 1st Cross Selvem mariamman Street , woraiyur post , trichy -620003 | 5629 | Vodafone | Tamil Nadu | RT Tower
IN-1031903 | Salairoad (V) | 10.8271 | 78.6842 | Mrs.Soorm,No75/C,SalaiRoad,AlphaComplex,Thillaigar,Trichy.Ph:9944475602/0431-4020354/99444-75602Velusamy | 1289 | Vodafone | Tamil Nadu | RT Tower
IN-1031591 | Thillainagar (V) | 10.8225 | 78.6822 | DarshiniHospital,D-114,9thCross,Thillaigar,Trichy | 728 | Vodafone | Tamil Nadu | RT Tower
IN-1031874 | Woraiyurtown | 10.8299 | 78.6698 | Mr.Gusekaran,Anchicomplex,Woraiyur,Trichy,93456-43646 | 1491 | Vodafone | Tamil Nadu | RT Tower
IN-1030964 | Kollakudi | 11.0281 | 78.3883 | M.Mustaba, S/O.Madharsha, 1/16.Thumbalam Rd, Kolakkudi(P), Thottiyam(Tk), Thiruchy(Dt) , Pin:621208, Ph:9442850544, 04326-276544. | 2364 | Vodafone | Tamil Nadu | GBT
IN-1031699 | Ariyamangalam | 10.8087 | 78.7236 | C. Jayalakshmi, No.108,Tanjore Main Road, Murugavilas Gunny Mundy, Trichy - 8. | 6389 | Vodafone | Tamil Nadu | RT Tower
IN-1031816 | Palpannai (V) | 10.8153 | 78.7132 | Mr.thuK.Patel,No-1,UamaiyaBhavan,PatelNgr,ThanjurRd,Trichy, | 370 | Vodafone | Tamil Nadu | RT Tower
IN-1030467 | Pappakurichi (V) | 10.8177 | 78.748 | A. Stella, Survey No:166/4B12 & 166/5B9, Nerkulam, Pappakuruchi, Kattur, Trichy Dt-620019. | 756 | Vodafone | Tamil Nadu | GBT
IN-1031717 | Shaktinagar (V) | 10.7987 | 78.7514 | C.K. Sumathi, Santhosh Mahal, Kailash Complex, Trichy - 620 019. | 6396 | Vodafone | Tamil Nadu | RT Tower
IN-1030968 | Kottapatti | 10.6647 | 78.4238 | N.Devandran, S/O.Nallusami, Vadugapatti(Kottapatti), Aalipatti(P), Manaparai(Tk), Tiruchy(Dt), Pin:621306, Ph:9443921508. | 3173 | Vodafone | Tamil Nadu | GBT
IN-1075487 | Manaparai New (V BSC) | 10.6117 | 78.4282 | PAULSAMY, BESTO NAGAR, MANAPARAI POST TRICHY DT,PIN-621306,PH:94433020105,04332-261749 | 2958 | Vodafone | Tamil Nadu | GBT
IN-1070512 | Maravanur (V) | 10.6633 | 78.4898 | A.KANNUSAMI,S/O.ALAGA GOUNDER,DINDIGAL Rd,MARAVANUR(V),SAMUDARAM(P), MANAPARAI(Tk),TIRUCHY(Dt), PIN:621306, PH:04332-278247 | 2360 | Vodafone | Tamil Nadu | GBT
IN-1030958 | Koppampatti_Trz | 11.2951 | 78.4941 | Mr.Veera raghavan, 250D, Mariamman koil street, koppampatti, Kappanapuri Post, Thuraiyur, Trichy Dt / 94426-60154 | 2643 | Vodafone | Tamil Nadu | GBT
IN-1031426 | Burmabazaar | 10.8239 | 78.695 | Vanuvas Complex,No.34 Singarathoppu,Trichy. | 723 | Vodafone | Tamil Nadu | RT Pole
IN-1031711 | Butter worth road | 10.8299 | 78.7007 | A.Mahendran, Old No.62-A, Butterworth Road, Trichy - 2. | 6416 | Vodafone | Tamil Nadu | RT Tower
IN-1031538 | Cantonment (V) | 10.7992 | 78.6872 | Office & Shopping Complex, 5, Bharatiar Salai, Trichy-620 001 | 702 | Vodafone | Tamil Nadu | RT Tower
IN-1031539 | Gandhimarket (V) | 10.8178 | 78.6975 | No123,BigSaurashtraSt,Trichy,620008 | 706 | Vodafone | Tamil Nadu | RT Tower
IN-1117510 | Perur | 11.0153 | 78.525 | M. Ganesan, S/O, Murugan, Perur Post, Muciri Tk, Trichy - 621205? Ph- 97892-71790 | PERUR1 | Airtel | Tamil Nadu | GBT
IN-1030490 | Thottiyam (V) | 10.9869 | 78.338 | P.Chellammal,SfNo276/4,SandaiPettai,GandhiRoad,ThottiyamTk,Trichy.Ph04326254542,9894724556 | 791 | Vodafone | Tamil Nadu | GBT
IN-1031744 | Mellurroad | 10.8665 | 78.6853 | S. Ravichandran, No.54/59,Nedum Street, Srirangam, Trichy - 620 006. | 6378 | Vodafone | Tamil Nadu | RT Tower
IN-1031703 | Periyar nagar | 10.8491 | 78.6938 | B. Sarguna, No.1,Balaji Garden, Kalmedu Street, Veereswaram, Srirangam, Trichy - 620 006. | 6393 | Vodafone | Tamil Nadu | RT Tower
IN-1031550 | Srirangam (V) | 10.8569 | 78.6925 | No:12,GandhiRoad,Srirangam,Trichy-620006 | 704 | Vodafone | Tamil Nadu | RT Tower
IN-1031648 | Thiruvanaikovil (V) | 10.8551 | 78.7012 | B. Jayanthy, No.25/1, Trunk Road, Tiruvanaikovil, Trichy - 625 005. | 766 | Vodafone | Tamil Nadu | RT Tower
IN-1070482 | Vadakuvasal | 10.8645 | 78.6944 | T. MURUGAN, S/O, THANGAIYAN, S.F.NO - 2248, MURUGAN THOTTAM, NEAR SUKKARAVARA THOPPU, SRIRANGAM POST, TRICHY?. PH - 0431-2431543, 99524-68616 | 2297 | Vodafone | Tamil Nadu | GBT
IN-1031215 | Vijaycements | 11.0374 | 78.7158 | C.Mukan, S/O.Chikkan, Palaiyur(A)Malaikarai, Valaiyur(P), Mannachanallur(Via), Lalgudi(Tk), Tiruchy(Dt), Pin:650002 | 2344 | Vodafone | Tamil Nadu | GBT
IN-1128433 | Puthanatham (V) | 10.4664 | 78.3641 | A. SIRAJ NISHA, W/O, ABDUL RAZAQ, LAND OPP TO KOTHUVA PALLI | 2934 | Vodafone | Tamil Nadu | GBT
IN-1083248 | Malvoy | 11.0481 | 78.96 | SF No: 354/2, Mela street, malvai, | 5135 | Vodafone | Tamil Nadu | GBT
IN-1030726 | Pullampadi (V) | 10.9408 | 78.9093 | S.Pichai, S.F.No.397/13, D.No.31-A, Arumugam Colony, Near Pillayar Koil, Kariyanpatti Street, Pullambadi, Ariyalur - 621 711. | 540 | Vodafone | Tamil Nadu | GBT
IN-1085557 | Savariyarpuram | 10.5694 | 78.3421 | T. SAMI NATHAN, S/O, THOMAS, SAVARIYAR PURAM, CHETTIYAPATTI POST, MANJAPATTI VIA, MANAPARAI TK, TRICHY? PH- 04332-292863 | 3996 | Vodafone | Tamil Nadu | GBT
IN-1031543 | Mainguardgate | 10.8336 | 78.6933 | Hotel Chitra, Near Chatiram Busstand ,Chinthamani,Trichy620002 | 707 | Vodafone | Tamil Nadu | RT Tower
IN-1074996 | Sastri road (V) | 10.8242 | 78.6892 | Mr.Chandran, 3/87, Sastri nagar, Thillai nagar, Trichy - 600018, 98425-61556 | 3597 | Vodafone | Tamil Nadu | RT Tower
IN-1031552 | Tennur road | 10.8186 | 78.6887 | 24,TennurHighRoad,Trichy-620017 | 701 | Vodafone | Tamil Nadu | RT Tower
IN-1030513 | Kallakudi (V) | 10.9719 | 78.9437 | M. Cholarajan, M.Cholarajan,Sf No 4/5A8 Vadvelu Auto Works Side Marrakkadai Stop Palaniandi Nagar Dalmiya Puram Easwarai Illam Middle Street,Kallakudi Lalgudi Taluk Trichy Dist-621652 Ph 9443834343, | 759 | Vodafone | Tamil Nadu | GBT
IN-1106757 | Nemam | 10.8436 | 78.9208 | MR.R.GOPALAKRISHNAN S/O RAMARAJ VILL.-NEMAN, TALUKA-THIRUKKATTUPPALLI ,DIST.-THANJAVUR , PH:-9976714935 | NEMAN1 | Airtel | Tamil Nadu | GBT
IN-1031067 | Kulumani | 10.8446 | 78.5921 | D.Balakrishna, Main road, Kulumani, Srirangam TK, Trichy Dt - 99436-66724 | 2220 | Vodafone | Tamil Nadu | GBT
IN-1031733 | Somarasanpettai (V) | 10.8126 | 78.6374 | S.Jayaraman,No3/39,MainRoad,OppUcoBank,Somarasanpettai,Trichy2,04312607215,9443183910 | 6379 | Vodafone | Tamil Nadu | RT Tower
IN-1031117 | Amayapuram | 10.6232 | 78.3487 | Mr.V.Ponnan, S/o.Venkat Konar, Ward No.12, 79,Ammaiyapuram, Manjampatti(Via), Idayapatti, Manapparai, Trichy - 621 307. | 2060 | Vodafone | Tamil Nadu | GBT
IN-1069386 | Muhavanurnorth | 10.6134 | 78.3003 | Mr.KULANDHI,5/10POTHAPATTI (PO),ILANGAKURICHI VIAMANAPARAI TALUK,TRICHY DIST-621302 9865586681 | 3288 | Vodafone | Tamil Nadu | GBT
IN-1030602 | Keelkalkandarkottai | 10.7763 | 78.7411 | S.Vikramathitharaja, S.F.No.155/1 M, Plot No.10, Dhanalakshmi Nagar, First Street, Keelkandarakottai, Trichy - 11. | 6387 | Vodafone | Tamil Nadu | GBT
IN-1031618 | KK nagar (V) | 10.7528 | 78.6922 | M.Dhapackiam,SurveyNo.105/1,SaranyaComplex,No.12,Mahalakshmigar,NearE.V.R.Road,K.K.garPost,TrichyDistrict-620021 | 745 | Vodafone | Tamil Nadu | RT Tower
IN-1031111 | Melkalkandarkottai (V) | 10.7842 | 78.7365 | MR.RAJAMANICKAM, 25/164, RAMASAMY STREET, M.K.KOTTAI, TRICHY. PH- 0431-2446479, 94439-97750. | 1490 | Vodafone | Tamil Nadu | GBT
IN-1031748 | Ponmalaipatti (V) | 10.7793 | 78.7192 | LAKSHMI BORE WELLS BUILDING, INDIAN BANK, PONMALAI PATTI | 808 | Vodafone | Tamil Nadu | RT Tower
IN-1031633 | Musiri | 10.9519 | 78.4405 | S.R. Rangarajan, S.F.No.469/2, No.33E,S.R.Complex, Salem Road, Musiri, Trichy District - 621 211. | 749 | Vodafone | Tamil Nadu | RT Tower
IN-1030519 | Perugamani (V) | 10.8901 | 78.5452 | Mrs.K.Chellam,SfNo138/6,OppToGovtHospital,KaveriRiverStreet,Perugamani,TrichyDt639115 | 781 | Vodafone | Tamil Nadu | GBT
IN-1030499 | Pettavaithalai_Trz | 10.9009 | 78.4926 | M.Malaiyappan,SfNo3604,277B,Annanagar,PettavaithalaiPost,trichyDt.6391129443146677,04312612445 | 786 | Vodafone | Tamil Nadu | GBT
IN-1127251 | Tiruvengaimalai | 10.9713 | 78.4121 | VIJAYAKUMAR,VIYAGARKOILSTREET,TIRUVENKOIMALAI,TOTTIAMTALUK,TRICHYDT,PIN621203,PH:9443904224,043224-262 | 3156 | Vodafone | Tamil Nadu | GBT
IN-1030955 | Topsengipatti | 11.3096 | 78.574 | N.Nagaraj, 2/236, methagam bus stop, top senga patty, pacha malai, trichy, 04327-252489 | 2262 | Vodafone | Tamil Nadu | GBT
IN-1030440 | Simco | 10.7684 | 78.6815 | PLOT NO:20,ABIHEKAPURAM RENGA GAR, SIMLOMEHRE , TRICHY | 705 | Vodafone | Tamil Nadu | GBT
IN-1031873 | Subramanayapuram (V) | 10.7851 | 78.7021 | S.Ramadass,MRKComplex,Angar,Subramaniapuram,Trichy-94437-18138 | 1455 | Vodafone | Tamil Nadu | RT Tower
IN-1030912 | Kannanur | 11.0827 | 78.5491 | Mr.R.Govindasamy,MainRoad,LandNearKVBBank,Thuraiyur,Trichy-6,Ph-99944-59224 | 1668 | Vodafone | Tamil Nadu | GBT
IN-1031536 | Thuraiyur (V) | 11.15 | 78.5964 | Abdul Hakeem, Saleem Complex, Chitrapatti Pirivu Road, Madhurapatti, Thuraiyur Tk, Trichy, 04327-255668 | 715 | Vodafone | Tamil Nadu | RT Tower
IN-1031890 | Trichy road (Thuraiyur Voda BSC) | 11.1349 | 78.5911 | A. ABDUL HAKEEM , Door No, 1078, Madurapuri, Chitrapatti Road, Pirivu Road, Thuraiyur, Trichy-621010 | 1669 | Vodafone | Tamil Nadu | RT Tower
IN-1030680 | Pulivalam_Trz | 11.0136 | 78.6286 | Rajammal, S.F.No.500/B2, Kilaku Street, Pulivalam, Musuri Tk., Trichy - 621 006. | 446 | Vodafone | Tamil Nadu | GBT
IN-1069373 | Thiruthimalai | 10.9836 | 78.5669 | MR. MANOHARAN, S/O, CHINNA SAMY, PALANI MURUGAN RICE MILL , THIRUCHIYA MALAI POST, MUCIRI TK, TRICHY - 621006? PH- 94439-22894 | 3281 | Vodafone | Tamil Nadu | GBT
IN-1031070 | Vijaydiary | 10.9858 | 78.654 | Mr.T.Pandiyan,S/o.Thangaraj,S.F.No.121/1, Backside Prince Chemical, No.181 A, Anna Nagar, Peramangalam, Musiri(Tk), Trichy - 621 006. Ph.98656 15762. | 1998 | Vodafone | Tamil Nadu | GBT
IN-1030515 | Koothappar (V) | 10.7955 | 78.7923 | T.Devi,W/oThangaveluPandurar,C/oRamalingaPandurau,SouthStreet,KoothapparPost,ThiruverumburVia,Trichy620013.Ph04312510062 | 757 | Vodafone | Tamil Nadu | GBT
IN-1030660 | Anbil | 10.8708 | 78.8826 | A.V. Kalia Moorthy, S.F.No.50/6, Near Door No.21/120B, Mangammal Puram, Anbil, Lalgudi, Trichy - 621 702. | 489 | Vodafone | Tamil Nadu | GBT
IN-1101289 | Lalgudinew | 10.8828 | 78.8214 | A. SAFIULLAH, S/O, ABDUL ALI, PLOT NO - 14, SANTHI NAGAR, POOVALUR MAIN ROAD, LALGUDI POST, TRICHY - 621 601? PH- 98436-82727, 98423-62535 | 2957 | Vodafone | Tamil Nadu | GBT
IN-1030514 | Puvalur (V) | 10.8993 | 78.8329 | S. Panchapikesan, Survey No:118/2, 118/3B, & 118/4, Thaiyal Nayagi Rice Mill, No:52, Main Road, Poovalor, Trichy Dt-621712. | 758 | Vodafone | Tamil Nadu | GBT
IN-1030535 | Valadi | 10.878 | 78.7569 | S.V. Suriya, S.F.No.4/2,Arumuga Stores, Sirumarudur Road, Valadi, Lalgudi, Trichy. | 6383 | Vodafone | Tamil Nadu | GBT
IN-1030978 | Baratidasanuniv | 10.6777 | 78.7369 | S.Byrose, begam, SF No: 363/2, 40/70, Chinna suriyur north, opp to bharadhidasan University, Suriyur, Mattur post, Trichy - 620 025 / 99942-49478 | 1154 | Vodafone | Tamil Nadu | GBT
IN-1030516 | Gundur (V) | 10.7337 | 78.7182 | M. Palanivelu, Sf No 77/16I,11,Nehru Nagar Miet,Gundur Trichy District -620007 | 761 | Vodafone | Tamil Nadu | GBT
IN-1030951 | Alambakkam | 10.9283 | 78.9556 | Mrs.Chinnammal, Main road, Pullambadi Road, Alambakkam, Lalgudi Tk, Trichy, 04329-245353 | 2215 | Vodafone | Tamil Nadu | GBT
IN-1030952 | Alathuirayanpatti | 11.2122 | 78.4648 | P.Ramadass, SF No: 334/15, Opp to kamala rice mill, Alathudayanpatti, Thuraiyur, Trichy - 621 003 / 94439-52076 | 2216 | Vodafone | Tamil Nadu | GBT
IN-1127222 | Eragudi | 11.1885 | 78.5022 | B.Varatharajan S/O Podhirediyar ,Rediyar Streets | 2976 | Vodafone | Tamil Nadu | GBT
IN-1030498 | Thathayangarpet (V) | 11.1219 | 78.4531 | M.Submaniyan,SfNo297/1,PillitharaiVillage,MudaliyarSt,ThathayangarPet,trichyDt621214.Ph04326248185,9442667185 | 780 | Vodafone | Tamil Nadu | GBT
IN-1031686 | Ponnagar (V) | 10.794 | 78.6779 | S. Ramzan Ali, Door No.150, 11Th Cross, Pon Nagar, Trichy - 620 001. | 6386 | Vodafone | Tamil Nadu | RT Tower
IN-1030530 | Ramjinagar | 10.781 | 78.6342 | A.Selvam, S.F.No.36, Near Venkatesan Lorry Service, Ramji Nagar, Trichy - 9. | 6403 | Vodafone | Tamil Nadu | GBT
IN-1031212 | E.Mettupatti | 10.6506 | 78.589 | S. Annamal, W/O, Sagai Raj, Ruby Rice Mill, Trichy Main Road, Rasanaicken Patti, Ilupur Tk, Puthukottai? | 2791 | Vodafone | Tamil Nadu | GBT
IN-1031379 | Viralimalai (V) | 10.5986 | 78.5494 | Plot No. 31 & 32, Kumaran Nagar, Sf No. 148/2, Pudukottai Road,Viralimalai Post, Kolathur Taluk,Pudukottai Dist. - 621 316. | 729 | Vodafone | Tamil Nadu | GBT
IN-1031430 | Officerscolony (V) | 10.8118 | 78.6802 | G.Mangayarkarasi, Dr.A.Govindarajan Eye Hospitals, No.70,Officer'S Colony, Puthur, Tiruchirappalli - 620 017. | 6395 | Vodafone | Tamil Nadu | RT Tower
IN-1031644 | Rajacolony (V) | 10.8027 | 78.6764 | N. Rajagopal, No.12, Voc Road, Sakthi Colony, Contonement, Trichy - 620 001 | 763 | Vodafone | Tamil Nadu | RT Tower
IN-1031941 | Uyyakondanthirumalai (V) | 10.8142 | 78.6572 | Mr.Arivalagan, Yogalakshmi mahal complex, vayaloor main road, uyyakondan thirumalai, Trichy - 2, 94431-64546 | 2296 | Vodafone | Tamil Nadu | RT Tower
IN-1069380 | Nagalapuram_Trz | 11.1476 | 78.6727 | Mrs.CHELLAPAPPU,RAJA STREET,NAGALAPURAM(PO),THORIYUR TALUK,TRICHY-621002,--9445156199 | 3286 | Vodafone | Tamil Nadu | GBT
IN-1031068 | Puthanampatti | 11.0633 | 78.688 | C.S.Durai Raj, Near Theppakulam, Puthanampatti, Musiri TK, Trichy Dt, 94861-82036 | 2235 | Vodafone | Tamil Nadu | GBT
IN-1069383 | Sengattupatti | 11.197 | 78.6431 | V.RAJIV,S/O,VENKATASAMY,KATRAMPATTI,SENKATTUPATTIPOST,THIRAIURTK,TRICHY-621002?PH-99760-54415,04327-236261 | 3287 | Vodafone | Tamil Nadu | GBT
IN-1061873 | Thirupanandal (A) | 11.0911 | 79.4532 | T.S.Balakrishn, Sf No: 248/1, No:3, Opp To Police Station, Main Road, Thirupathal, Thiruvidaimarudhur Tk, Tanjore - 612504 / 94434-89308 | TPNDL1 | Airtel | Tamil Nadu | RT Tower
IN-1030885 | Udairaplym | 11.1844 | 79.2938 | S.NAGARAJ, S.F.No. 266.694 And 266/695, Near No. 37/9, Chettiyar Street, Udayampalayam Post, Perambalur - 621 804. | 1679 | Vodafone | Tamil Nadu | GBT
IN-1031013 | Elakuruchi | 10.951 | 79.1644 | MR.M.SARASWATHI,W/O.MARUTHAMUTHU,C/O.SENTHILKUMAR,KOLLIDAMSTREET,THIRUMANURVIA,ARIYALURTALUK,PERUMBALURDISTRICT.PH-99438-82700. | 2091 | Vodafone | Tamil Nadu | GBT
IN-1031005 | Pudukudi | 10.7354 | 78.8891 | Mr.Paul Raj, Trichy main road, Srinivasa nagar, Vallam TK, Land near Airtel tower, Tanjore, 0436226163, 9365801082 | 1690 | Vodafone | Tamil Nadu | GBT
IN-1123098 | Rsmathur | 11.3175 | 79.2082 | Hutch Site,K.Thirumurgan,S/O.P.Kathirvel,No:33 | 2649 | Vodafone | Tamil Nadu | GBT
IN-1069404 | Thalavaisouth | 11.3657 | 79.2189 | SENTAMILSELVI,5/115,OPP MLC,THALAVAI(PO),SENTHURI TK,PERAMBALUR,---996511949 | 3300 | Vodafone | Tamil Nadu | GBT
IN-1031608 | Ariyalur (V) | 11.1411 | 79.0728 | Manimahal kalyana mandapam,Ariyalur | 732 | Vodafone | Tamil Nadu | RT Tower
IN-1030972 | Walajanagaram | 11.1242 | 79.0949 | A.Palanisamy, 214, Main road, valaja nagaram, Ariyalur TK, Perambalur Dt, 99439-04122 | 2436 | Vodafone | Tamil Nadu | GBT
IN-1106747 | Kulamangalam | 10.6585 | 79.3064 | Ramasamy,s/o,kuppusamy,javuli street,kulamangalam post,orathanadu taluk-614019.ph-94424-40640 | KULAG1 | Airtel | Tamil Nadu | GBT
IN-1059792 | Kabisthalam | 10.9442 | 79.2555 | Mrs.P.Palaniammal,Sf.No.424/6,No.4/48,Main Road,Mela Kabisthalam Post,Papanasam Taluk,Tanjore Dist.-614 203.Ph:94436-61255.(Remarks:Mr.P.Shankar Mother Is Mrs.Palaniammal) | KBSLM2 | Airtel | Tamil Nadu | GBT
IN-1031217 | Sripuranthan | 11.0484 | 79.3069 | V.Muthuiah, S/O.Veerappan, Agargaram St, Sripuranthan(V)(P), Udaiyarpalayam(Tk), Perambalur(Dt), Pin:621701, Ph:9786111595, 04331-264444 | 2688 | Vodafone | Tamil Nadu | GBT
IN-1106612 | Nandavanapatti | 10.7493 | 78.9596 | C.TAMILSELVI,W/O,K.CHINNASRASU,SANURPATTI,SENGIPATTI POST,TANJORE-613001,PH-97870-59803 | NDNPT1 | Airtel | Tamil Nadu | GBT
IN-1123119 | Ponparappi (V) | 11.2681 | 79.2309 | A.VELMURUGAN,S/O,ANBALAGAN,MAINROAD,PONPARABIVILLAGE,KUDIKADUPOST,SENDURAITK,PERAMBALUR-621710?PH-94423-93908 | 3235 | Vodafone | Tamil Nadu | GBT
IN-1069347 | Variangaval | 11.2365 | 79.3062 | M. KOLINCHIVEL, S/O, MURUGESAN MUTHALIAR, SOUTH STREET, VARIYANKAVAL POST, UDAYARPALAYAM TK, PERAMBALUR - 621806? PH- 04331-240206, 93441-46200 | 3236 | Vodafone | Tamil Nadu | GBT
IN-1062759 | Govt Hospital | 10.9668 | 79.3863 | Mrs.R.Maheshwari, W/O.K.Ramesh Kumar, Ts No.1081/1A & 1081/2, No.51, Dr.Moorthy Road, Kumbakonam, Tanjore Dist - 612 001 . Ph:94434 88425 | KUMB19 | Airtel | Tamil Nadu | RT Tower
IN-1030616 | Andimadam | 11.3357 | 79.3763 | S.Kannan, Resurvey No.377/13,14 & 15, No.7/50, Kadaiveethi Street, Andimadam, Udayarpalayam Taluk, Perambalur District - 621 801. | 789 | Vodafone | Tamil Nadu | GBT
IN-1069421 | Thirukalapur | 11.3112 | 79.4361 | BHANUMATHI,THIRUKALAMBUR(PO),VARADHARAYAN PATTI VIA,UDAYARPALAYAM TK,PERAMBALUR--9865493030 | 3326 | Vodafone | Tamil Nadu | GBT
IN-1106956 | Kulasekaranallur | 11.1638 | 79.5155 | MR. R.AKILANDAM W/O RAJAGOPAL VILL:-KULASEKARANALLUR,TALUKA-THIRUVIDAIMARUTHUR,DIST:-THANJAVUR,PH:-9965958154 | KSNLR1 | Airtel | Tamil Nadu | GBT
IN-1083325 | Elanthakudam | 10.9213 | 79.0252 | Raja Street,Elanthaikudam Village & | 5560 | Vodafone | Tamil Nadu | GBT
IN-1031093 | Thirumalavadi | 10.8986 | 79.0536 | C.Jayakumar, SF No: 104/9, Pillayar koil back side, north street, thirumalavadi, Ariyalur TK, Perambalur - 621 851 / 94429-63264 | 2236 | Vodafone | Tamil Nadu | GBT
IN-1030712 | Thirumanur_Trz | 10.9365 | 79.1053 | S. Govindhasamy, S.F.No.93/11, Near Door No.4/526, North Street, Thirumanur Post, Ariyalur Taluk, Perambalur - 621 715. | 476 | Vodafone | Tamil Nadu | GBT
IN-1030614 | Gangaikondan | 11.21 | 79.4509 | S.Ashok Kumar, S.F.No.65/8, Gangaikonda Cholapuram, Udayarpalayam, Perambalur - 612 901. | 790 | Vodafone | Tamil Nadu | GBT
IN-1031609 | Jayamkondam (V) | 11.2106 | 79.3641 | ArasyComplex,19A2,BusStandRoad,Jayamkondam. | 733 | Vodafone | Tamil Nadu | RT Tower
IN-1030546 | Meensuruti | 11.2371 | 79.4751 | Veeraswamy, Survey No:335/11, Colony Road, Meensuruti, Perambalur Dt-612903. | 787 | Vodafone | Tamil Nadu | GBT
IN-1098220 | Rasalipatti | 10.6046 | 78.4986 | murgan modern rice mill,vill kodalikudi, | RASAL1 | Airtel | Tamil Nadu | GBT
IN-1060431 | Phalayammannagar | 10.768 | 78.6683 | MR.RAMA SAMMI,S/O.KARUPPIYAH,9,NORTH STREET,EDAMALAI PATTY,TRICHY DIST.-12.PH:94425 80856/94866 43523 | TRY126 | Airtel | Tamil Nadu | GBT
IN-1059808 | Thularankuruchi | 11.197 | 79.3249 | Mr.S.Ramachandran,Sf.No.285/12,Main Road,Thulurankurichi,Udyarpalayam Post,Udayarpalayam Taluk,Perambalur Dist.-621 804.Ph:0433-245281 | THUR1 | Airtel | Tamil Nadu | GBT
IN-1059242 | Thuvakkudi | 10.7596 | 78.805 | Maheswaran Engg Ind, D-45, Ec-10, Dp Estate, Thuvakkudi | TRY19 | Airtel | Tamil Nadu | GBT
IN-1106685 | Sannasinallur | 11.3682 | 79.1786 | SEMBARUTHI,S/O.SUNKUTTUVAN,1/30.A.NEWNO.106.SANSILLUR(PO),SINDURAI(TK),ARIYALUR(DT S/O.SUNKUTTUVAN, 1/30.A. NEW NO.106.SANNASINALLUR(PO), SINDURAI(TK), | SNNLR1 | Airtel | Tamil Nadu | GBT
IN-1030865 | Veppurvillage | 11.3175 | 79.0663 | N.VENKATESAN, S.F.No.190/9, Near No.1/611, Thapakulam Street, Veppur Post, Kunnam Taluk, Perambalur - 621 717. | 1681 | Vodafone | Tamil Nadu | GBT
IN-1106704 | Sirupathur | 10.9872 | 78.7176 | K.MURUGAPILLAI,S/O,KARUPA PILLAI,1/87,NORTH SIRUPATHUR,MANJANALLUR TALUK,TRICHY-621009..PH-9840095048 | SRPPR1 | Airtel | Tamil Nadu | GBT
IN-1106865 | Kizhmathur | 11.3432 | 79.0798 | C.VEERAMUTHU,S/O.PERUMAL,NO.540.MIDDLESTREET,KIZHMATHUR(PO),VEAPUR(VIA),KUM(TK),PERAMBALUR(DT).PH.9443115395 | KZMTR1 | Airtel | Tamil Nadu | GBT
IN-1060677 | Kuvagam | 11.2847 | 79.2878 | MR.N.THANGAVEL DEVAR,S/O.NATESA DEVAR,SF.NO.1/76,PONPARAPPI VIA.,KUVAGAM POST,UDAYARPALAYAM TALUK,PERAMBALUR DIST.-621710.PH:94423-98223/04331-246411 | KVGAM1 | Airtel | Tamil Nadu | GBT
IN-1106773 | Perakambi | 11.0945 | 78.7581 | Mr.A. NALENDRAN, SOUTH STREET,, VILL.-PERAKAMBI, TALUKA/POST-MANACHANALLUR ,DIST.-TIRUCHIRAPPALLI,PIN-621004, PH- 9943406521 | PRKMB1 | Airtel | Tamil Nadu | GBT
IN-1106471 | Veeramachanpatti | 11.1156 | 78.5421 | Mrs.R.Gandhi, survey no:784/1, 784/4,7,782 &782/10 situated at No: 1/119, kembiyampatti, kudi theru, veeramachan patti, thuraiyur taluk, trichy district- 621026, Ph: 9442954758 | VRMPT1 | Airtel | Tamil Nadu | GBT
IN-1074513 | Keelaperambalur | 11.3586 | 79.1321 | MRS.RASUPADAIYACHI,W/O.PSWAMY NADA PADAYACHI,KEELA PERAMBALUR,KUNNAM TALUK,PERAMBALUR DIST.-97862-76822/04328-242209 | KPBLR1 | Airtel | Tamil Nadu | GBT
IN-1106458 | Kottaiyur | 10.3211 | 78.335 | OPEN LAND OF MR.M.RAMASAMY,S/O-MUTHU,KOTAIYUR VILLEGE & P.O.,THAM T.K.,DINDIGUL,PH NO-9943823288OPEN LAND OF MR.M.RAMASAMY,S/O-MUTHU,KOTAIYUR VILLEGE & P.O.,THAM T.K.,DINDIGUL,PH NO-9943823288 | KOTYR1 | Airtel | Tamil Nadu | GBT
IN-1059150 | Mathur1 | 10.6794 | 78.7339 | S.Ilango, M/S.Djp Industries, Plot No:12, Sidco Indus Estate, Mathur-622515 / 0431-2700666 / 04335-250451 | MATUR1 | Airtel | Tamil Nadu | GBT
IN-1059151 | Mathur2 | 10.6786 | 78.7442 | Sf No:624, Near Mani Campus, ( Administrative Block), Palkaraiperur, Trichy-620024 / 2407092 | MATUR2 | Airtel | Tamil Nadu | GBT
IN-1060556 | Ukottai | 11.1918 | 79.4318 | MR.A.S.SWAMINATHAN, S/O.SAMIDURAI, SF.NO.173/7, 173/6B, VADAKKU MUDALIYAR THERU, ULKOTTAI POST, PERAMBALUR DIST - 642 901. PH:040031-247252 | ULKTI1 | Airtel | Tamil Nadu | GBT
IN-1083324 | Malaikudipatti | 10.5506 | 78.5783 | Malaikudipatti Post,Iluppur Via & | 5724 | Vodafone | Tamil Nadu | GBT
IN-1130209 | Nambampatty | 10.6089 | 78.4913 | Mr.Adaikalam, S/o, Mariya Gounder, No:290, Nambampatty, Rajlipatty Post, Thiyagaser Ali Via, Elpur TK, Pudukottai- | 5366 | Vodafone | Tamil Nadu | GBT
IN-1031167 | Nakkaselam | 11.1586 | 78.718 | Mr.S.Vijayaraj, S/o. Chenniyappa chettiyar, 2/206, gounder street, nakkasalem, Kunnam TK, Perambalur Dt, 04327-231316 | 2646 | Vodafone | Tamil Nadu | GBT
IN-1061142 | Gujalistreet | 7 | 65 | Mr.V.Gopalakrishnan,Ts.No.76,No.53,Nadu Gujali Street,Trichy Dist.-620 008.Ph:0431-6538470/92446-11593 | TRYM4 | Airtel | Tamil Nadu | RT Tower
IN-1060300 | Paravakkottai(A) | 10.5664 | 79.4252 | MR.S.SURESH,S/O,MR.SERAN,SF.NO.845/28,OLD NO.7/17,NEW NO.7/15,MAIN ROAD,PARAVAKOTTAI POST,MANNARKUDI TALUK,THIRUVARUR DIST-614 015.04367240371. | PRVKT1 | Airtel | Tamil Nadu | GBT
IN-1030888 | Paravakkottai(V) | 10.5702 | 79.4268 | Mr.Anbu chezhiyan, 2/76, North street, Pattukottai main road, Paravakottai, Mannargudi, Tanjore DT, 94425-60530, 04362-724052 | 1677 | Vodafone | Tamil Nadu | GBT
IN-1061238 | Liondates | 7 | 65 | Syrup Division Of Lion Date, 4-A/3, Cauvery Road, Near Railway gate Trichy - 620 002.India. | TRYM9 | Airtel | Tamil Nadu | RT Tower
IN-1061173 | Airport-Trichy | 10.7617 | 78.7072 | Airport, Trichy | TRYM1 | Airtel | Tamil Nadu | RT Pole
IN-1061198 | SRM hotels,Trichy | 7 | 65 | Mr. Johnnetto, Operational Manager, Srm Hotel, Kajamalai Road, Near Anna Stadium, Trichy - 23 Ph: 0431-2421303 | TRYM8 | Airtel | Tamil Nadu | RT Tower
IN-1060094 | Kottur | 10.6255 | 79.5519 | MR.FAROOQ,S/0.ASHAR MOHAMMEDD,181/MAIN ROAD,KOOTOOR THOTTAM,KOOTUR. | KOTR1 | Airtel | Tamil Nadu | GBT
IN-1106447 | Melapudhanur | 10.8446 | 79.7245 | P.VAITHIANATHAN,S/O,PANCHANATHAN PILLAI,MELABUDANUR,CHILLIAMMANKOIL STREET,KEELA TANJAVUR POST,NAGAPATINAM TALUK&DISTRICT-609702.PH-04366-317574 | MLPDR1 | Airtel | Tamil Nadu | GBT
IN-1060051 | Papakudi | 11.289 | 79.4904 | MR.A.SADASIVAM, S.NO.206/6E, NO.1/32, PAPPAKUDI MAIN ROAD, PAPPAKUDI POST, PERAMBALUR DIST - 612 903 PH:04331 - 263597 | PAPKD1 | Airtel | Tamil Nadu | GBT
IN-1061885 | Bharathidasansalai(Bsc) | 10.8061 | 78.6842 | 95, Bharathidasan Salai, Trichy - 1 | TRY08 | Airtel | Tamil Nadu | RT Tower
IN-1060939 | Needamangalam1 | 10.7669 | 79.4097 | Behind Saravana Bhava Theatre, 20, West Main Street, , Needamangalam, Thiruvarur Dist. | NEEDA1 | Airtel | Tamil Nadu | GBT
IN-1031196 | Thirumananchery | 11.1053 | 79.5713 | Mr.Ravichandran,S/o.Kanniayan, Keela street, main road, Thirumanancherry, Mailaduthurai TK, Nagapattinam - 609 801, 94424-20865 | 2154 | Vodafone | Tamil Nadu | GBT
IN-1112811 | Allithurai | 10.6109 | 78.0516 | N.Rajendran,S/o,M.Natarajan,Thokamalai Main Road,Allithurai,Somarasampettai ,Srirangam Taluk,Trichy-620102,Ph-94437-71530 | 1288 | Vodafone | Tamil Nadu | GBT
IN-1060140 | Kallanai | 10.83 | 78.8092 | MR.T.NADARAJAN,SF.NO.266/A29,THOGUR,THIRUVAIYARU TALUK,THANJAVUR DIST.-934544526(REMARKS:ELLANGIYAN FATHER IS MR.T.NASARAJAN) | KLLNI1 | Airtel | Tamil Nadu | GBT
IN-1109726 | Kulamanickam - Ariyalur | 10.9125 | 79.0122 | Mr.A.Artherpeter,Mr.A.Robert,S/o-Arulraj Samuel,No-2/78,South middle street,Kulamanickam post,Ariyalur taluk,Ariyalur district | KLMCM1 | Airtel | Tamil Nadu | GBT
IN-1246889 | Rajagiri | 10.576 | 78.5648 | Mr.S.Suruli Somasundaram, S/o.Subramaniya Pillai, S.F.No.392/1, No.636, Main Road, Rajagiri Village & Post, Elupur TK, Pudukottai District 621316. | RJGRI1 | Airtel | Tamil Nadu | GBT
IN-1251925 | Thirupanchuli | 10.9347 | 78.6457 | Mr.T.Siva, S/o.A.Tharmalingam, S.F.No.556/1, D.No.2/15, Keelady Mandabam Street, Manacha nallur Main Road, Trichy 621 005. | TPCLI1 | Airtel | Tamil Nadu | GBT
IN-1247519 | Dhinakaran | 10.784 | 78.6424 | Mr.B.Vetrivel, S/o.Balan, No.53, Dindigul Main Road, NH45, Opp to Dinagaran Office, Pratiyur, Trichy-9. | DNKRN1 | Airtel | Tamil Nadu | GBT
IN-1248419 | Peruvalanallur | 10.9206 | 78.844 | Mr.A.K.Shahul Hameed, S/o.Abdul Kareem, Mr.A.Mohamed Sulthan,S/o.Abdul Kareem,S.F.No.29/5E3, D.No.3/181, Mela Udaiyar Street, Peruvalanallur, Lalkudi TK, Trichy 621011. | PRNLR1 | Airtel | Tamil Nadu | GBT
IN-1248435 | Arangoor (A) | 11.002 | 78.3588 | V.Abimannan, S/o.Mr.Vaiyapuri, SF No:237/7, Mullai nagar, Thottiyam, Trichy-621215, | ARNGR1 | Airtel | Tamil Nadu | GBT
IN-1252106 | Kaduvaittei | 10.9908 | 78.2699 | Mrs.V.Jayalalitha, C/o.N.Ravichandran, S.F.No..91, 91/43, Opp to Mariamman Kovil, Kaduvetti Post, Kattuputhur Via, Thottiam TK, Trichy 621 207.Ph.94436-45087, | KDVTI1 | Airtel | Tamil Nadu | GBT
IN-1106597 | Adhannur | 10.9791 | 79.3124 | M.KANNIYAN,S/O MANICAM PILLAI,3/189,MAIN ROAD,DHEVANANCHERRI POST,KUMBAKONAM TK,THANJAVUR DT.612501.Ph:0435 2459598, 93459 73716 | ADHNR1 | Airtel | Tamil Nadu | GBT
IN-1083127 | Sirugampur | 10.9024 | 78.6074 | Mr.V Joti,Kudi street,Pichdi amman nagar,Sirugampur | SRMPR1 | Airtel | Tamil Nadu | GBT
IN-1096364 | Aadhanakottai | 10.5925 | 79.17 | VILL.-ADANAKOTTAI, TALUKA | ANKTI1 | Airtel | Tamil Nadu | GBT
IN-1096301 | Patchur | 10.6123 | 79.1522 | no. 194/4B Pachur Post, | PHYUR1 | Airtel | Tamil Nadu | GBT
IN-1076962 | Thethur | 10.3165 | 78.3617 | Mr.T.Chinnu , Survey No:207/3, situated at South Thethur, Thethur Postm | TETHR1 | Airtel | Tamil Nadu | GBT
IN-1083126 | Thelur | 11.1265 | 79.1803 | MR.T.VEERAPAN, S/O THANGAVEL, MEALATHERU, THELURPOST, ARIYALUR-DIST. | 5597 | Vodafone | Tamil Nadu | GBT
IN-1112559 | Kodukkur | 11.3108 | 79.2578 | A.M.RAMASAMY,S/OMURUGAPADAYACHI,SOUTHSTREET,KODUKKUR,UDAIYARPALAYAMTK,ARIYALURDT | KDKUR1 | Airtel | Tamil Nadu | GBT
IN-1081318 | Thenur | 10.4648 | 78.5142 | Mr.R.Alagirisamy,S/oRamasamy,Doorno:2/42E,Thenurpost,Pallalakuruchi,Maparai,Trichy-621308 | 5771 | Vodafone | Tamil Nadu | GBT
IN-1079066 | Vembanur | 10.4839 | 78.5623 | K.R.MANICKAM, S/O.KARUTHAN, S.F.NO.239/7. 238/8. VEMBANOOR(PO), | VMNUR1 | Airtel | Tamil Nadu | GBT
IN-1106509 | Aravakurichi | 10.3233 | 78.2781 | M.SELVA VINAYAKAN, S/O.MUTHURUPILLAI, D.NO.3/138. ARAVAKURUCHI, SEATHUR(PO), NATHAM(TK), DINDUGUL(DT)-624401. PH.9994107457 | ARVKC1 | Airtel | Tamil Nadu | GBT
IN-1083696 | Unjani | 11.2231 | 79.2027 | Mr.murugesan s/o thirugnanam,No:4/25, Manier street,Unjini Post,Sendurai t.k,ariyalur D.T,Ph:9787484771. | 5775 | Vodafone | Tamil Nadu | GBT
IN-1079172 | Godalur | 11.1341 | 79.0028 | mrs.R.Vijaya, Survey No;275/7B, situated at gudaloor, | GDALR1 | Airtel | Tamil Nadu | GBT
IN-1096358 | Paranam | 11.1968 | 79.2561 | No-2/215,Middlestreet,ParamNorth,ParamPost | PRNAM1 | Airtel | Tamil Nadu | GBT
IN-1077934 | Valasaipatti | 10.3767 | 78.462 | MR.L.PERUMAL,SF.NO.45/8,VALASAIPATTI VILLAGE | VALAS1 | Airtel | Tamil Nadu | GBT
IN-1060710 | Moovalor | 11.0849 | 79.6017 | MR.P.RAJAMANICKAM, S/O.K.PALANIVELU, RS.NO.38/11, KUMBAKONAM MAIN ROAD, MALLIYAM, MAYILADUTHURAI-TK, NAGAPATTINAM DIST - 609 806. PH:04364-230174/98435 80251 | MOOVR1 | Airtel | Tamil Nadu | GBT
IN-1031546 | Myladuthurai | 11.1004 | 79.6499 | Npp Complex, 16-A Katcheri Road, Myladuthurai,609 001 | 2103 | Vodafone | Tamil Nadu | RT Tower
IN-1122849 | Myladuthurai2 | 11.0958 | 79.6431 | Chairman David Nadar Commercial Park, 98, | MDTI2 | Airtel | Tamil Nadu | RT Tower
IN-1031387 | Myladuthuraibb | 11.0853 | 79.6017 | SF No. 57, MahSf No. 57, Mahadapuram Village (Hamlet),Muvalur Village, Mayiladuthurai Taluk.adanapuram Village (Hamlet),Muvalur Village, Mayiladuthurai Taluk. | 2114 | Vodafone | Tamil Nadu | GBT
IN-1031029 | Mylrlystation | 11.0946 | 79.6308 | Venkatesan, Samayapurathu Amman Rice Mill, Railadi, Mayiladuthurai - 609 003, 999636-35049 | 1774 | Vodafone | Tamil Nadu | GBT
IN-1030657 | Needur | 11.1508 | 79.6493 | A.Sudhakar, S.F.No.148/1, Near No.113, Keela Street, Aruvapadi Post, Nidur Via, Myladuthurai, Nagapattinam - 609 203. | 558 | Vodafone | Tamil Nadu | GBT
IN-1117521 | Pandur | 11.1321 | 79.5978 | Mr.V.Chandrasekaran,S/O.R.Viswanathan, Survey No;438/7, Situated At A.Melapandur, Pandur Post, Mayiladuthurai Taluk, Nagapattinam District - 609203, Ph No; 9486717200 / 04364-293586 | PANDR1 | Airtel | Tamil Nadu | GBT
IN-1101280 | Sirkali Road | 11.1085 | 79.6524 | MRS.R.TAMMrs.R.Tamilselvi,W/O.R.Rajendran,12,Vallalar Kovil,Melaveedhi,Sirkali Main RoILSELVI,W/O.R.RAJENDRAN,12,VALLALAR KOVIL,MELAVEEDHI,SIRKALI MAIN ROAD,MAYILADUTHURAI TALUK,NAGAPTTINAM DIST.-6090 | MDTI12 | Airtel | Tamil Nadu | RT Tower
IN-1117512 | Solasakkara Nallur | 11.1359 | 79.6886 | Mrs.H.Nooral Ain,W/O:-Habib Mohamed,No:-200,Raja Street,Solasakkra Nellur Post,Mayiladuthurai Taluk,Nagapattinam District,Ph:-9443012400 | SLSKR1 | Airtel | Tamil Nadu | GBT
IN-1030690 | Venkateswarngr | 11.1138 | 79.661 | S.Boopathiammal, S.F.No.206/1, Near Door No.3/285, Sentha Kudi, Myladuthurai, Nagapattinam - 609 001. | 548 | Vodafone | Tamil Nadu | GBT
IN-1030903 | Allivilagam | 11.1584 | 79.7657 | S.AMIRTHALINGAM, S.F.No. 51/1, 78/14B, 78/14C, And 78/15B, No. 424, Allivilagaram Post, Seerkali Taluk, Nagapattinam - 609 109. | 1770 | Vodafone | Tamil Nadu | GBT
IN-1059773 | Melachalai | 11.1965 | 79.7584 | Mrs.M.Mehraginza,Re Sf.No.372/6,Melachalai Main Road,Sirkali Taluk,Nagapattinam Dist.-609 109. | MLCHL1 | Airtel | Tamil Nadu | GBT
IN-1030784 | Poombukar | 11.1491 | 79.8169 | Poombukar,Sirkali T.K., West Street, nagapattinam, | 938 | Vodafone | Tamil Nadu | GBT
IN-1070422 | Vanagiri | 11.1314 | 79.8481 | K.RAJENDRAN,S/O.KRISHNAMOORTHY,GANDHI NAGAR,MELVANAGIRI,VANAGIRI(V)(P),SRIKALI(Tk),NAGAPATTINAM(Dt),PH:04364-260375(PP). | 2158 | Vodafone | Tamil Nadu | GBT
IN-1060690 | Kilaiyur | 11.14 | 79.7519 | MRS.R.PADMAVATHI AMMAL,W/O.RAJA RATHINAM,2/40,MELA PALLA KOLLAI,KEELAIYUR POST,THARANGAM PADI TALUK,NAGAPATTINAM DIST.-609304,PH:99437-46905/04364-282758 | KLIYR1 | Airtel | Tamil Nadu | GBT
IN-1117522 | Semangalam | 11.1544 | 79.7206 | Mr.P.Amirthalingam, R.S.No:75/38, And 75/1, Situated At Semangalam Village, Allavalai Post, Sirkali Taluk, Nagapattinam District - 609118, Ph No:9444737289, 9362653600 | SMNGM1 | Airtel | Tamil Nadu | GBT
IN-1061737 | Sembaranar kovil (A) | 11.1051 | 79.7374 | Shanmuga Thirumana Mahal, Main Road, Sembanar Kovil | SBKL1 | Airtel | Tamil Nadu | RT Tower
IN-1030548 | Sembaranar kovil (V) | 11.1042 | 79.7389 | R. Govindarajan, Sf No 94/A1/Aag,Sembanar Koil Village Tharangabadi Taluk Nagapattinam Ph 04364282373,9443997421 | 2134 | Vodafone | Tamil Nadu | GBT
IN-1061017 | Thirukadaiyur (A) | 11.0741 | 79.8024 | Hotel Guru Land,6\89,Santhy Street,Thirukkadiyur nagapattinam Ph.(04364)287340,287341 | TKDUR1 | Airtel | Tamil Nadu | GBT
IN-1030496 | Thirukadaiyur (V) | 11.0739 | 79.8029 | S.R. Munusamy, Sf No 421/4A, & 421/4B, Santhi Street, Thirukkadayur, Tharangambadi Tk, gappattim Dt 609 311 04364 287350, 9443850529 | 2605 | Vodafone | Tamil Nadu | GBT
IN-1082696 | Chithamalli | 11.2453 | 79.6299 | Chithamalli (Vo) ,K.K.gar,120\56, Pattukottai, Tanjore Dt, | 5468 | Vodafone | Tamil Nadu | GBT
IN-1106587 | Kadalangudi | 11.1742 | 79.5601 | R.VAITHIANATHAN,S/O,T.N.RAMALINGAM PILLAI,3/176,SIVAN NORTH STREET,THIRUMENIAR KOVIL POST,MAYILADUDURAI TALUK,NAGAPATTINAM-609204?PH-98423-52302,04364-269211 | KADAL1 | Airtel | Tamil Nadu | GBT
IN-1062183 | Manalmedu (A) | 11.1965 | 79.5949 | N. Radhakrishnan, No. 259, Mini Super Market, Main Raod, Manalmedu Post, Mayiladuthurai, Nagapattinam Dt-609202, Ph: 94438 28299, 04364-254622 (Acq By Subramanian) | MNLDU1 | Airtel | Tamil Nadu | RT Tower
IN-1030667 | Manalmedu (V) | 11.1959 | 79.5954 | T.Palanisamy, R.S.No.310/4,311/3, Post Office Backside, Manalmedu, Nagapattinam - 609 202. | 533 | Vodafone | Tamil Nadu | GBT
IN-1101246 | Pithagaram | 11.2092 | 79.6246 | Mr.M.Arumugam pillai, S/O:Muthaiah Pillai, Represented by his Power Agent Mr.P.Elavazhuthi, S/O,Padmanaban, S.No:281/13, Situated at Puthagaram Village, Thiruvalaputhur Post, Mayiladuthurai Taluk, nag | PTGRM1 | Airtel | Tamil Nadu | GBT
IN-1106469 | Sethur | 11.1824 | 79.6645 | Mr.R.Sanjeev,S/O:-M.Rajendran,East street,26 Sethur post,Mayiladuthurai taluk,Nagapattinam district-609112,PH:98415 91398 | STHUR1 | Airtel | Tamil Nadu | GBT
IN-1086138 | Talainayar | 11.2106 | 79.6556 | Mr.K.Gnanasekaran,S/O:-Kalimuthu,1/89,West street,Talainayar post,Mayiladuthurai taluk,Nagapattinam district-609201 | TLNAR1 | Airtel | Tamil Nadu | GBT
IN-1083116 | Thalaiyur | 10.9814 | 79.6866 | Thalaiyur, No: 120,Anu Street,Thanjavur.Dist-613008. | TLYUR1 | Airtel | Tamil Nadu | GBT
IN-1083019 | Veelangudi | 10.9782 | 79.7457 | N.Muthu Krishnan,s/o: Nandha Gopal,Velangudi(vill),Perumal Kovil St | VLNGD1 | Airtel | Tamil Nadu | GBT
IN-1030642 | AVC college | 11.0996 | 79.6958 | K. Indirani, W/O. Kuzhandaivelu, No 4/6 -C, Main Road, Mannam Panthal, Mayiladuthurai. Ph 04364 22058,? 94429 29708 | 524 | Vodafone | Tamil Nadu | GBT
IN-1059858 | Besant Nagar | 11.0908 | 79.6511 | Open Land Of Mrs. Jayalakshmi,w/o Late Amburaman Pillai,land Opp. To Option C,raja Street, Besant Nagar,myladuthurai.contact Person: Mr. Ramdass,ph - 04364-241810 | MDTI6 | Airtel | Tamil Nadu | GBT
IN-1106511 | Kilianur | 11.0405 | 79.6778 | Mrs.Hawva Banu, W/O:Abdul Ajees, S.nos.147/4A, 147/4e, Situated at kayeed haja road, kiliyanur village, tharangambadi Taluk, Nagapattinam District - 609402, Ph:No: 9842424736 / 04364-257683 | KLNUR1 | Airtel | Tamil Nadu | GBT
IN-1030681 | Mangainalure | 11.0279 | 79.6513 | S.Sampath Kumar , S.F.Nos.36/A2,28/3,8,9, Sree Palani Andavar Rice Mill, No.4/180, Railway Feeder Road, Mangai Nallur, Myladudurai, Nagapattinam. | 595 | Vodafone | Tamil Nadu | GBT
IN-1061537 | Mayiladuthurai - Tharangambadi Road | 11.0975 | 79.6581 | Tvs Services Building,1\162, | MDTI3 | Airtel | Tamil Nadu | RT Tower
IN-1061035 | Vadakarai(Mdti) | 11.0768 | 79.7018 | Vadakarai Maharasa TrusteeRaja Palace, Tranquebar Tk, Mayiladuthurai | VDKR1 | Airtel | Tamil Nadu | GBT
IN-1030734 | Vadakarai_Trz | 11.0741 | 79.7008 | S.M.Hussain, S.F.No.196/2, Near No.4/127, Big West Street, Babu Rice Mill, Vadakari, Tharangampadi Taluk, Nagapattinam - 609 314. | 547 | Vodafone | Tamil Nadu | GBT
IN-1062521 | Northcarstreet | 11.2391 | 79.7378 | MR.N.SUNDARAM,S/O.R.NATARAJ,97A-97K,ANANDCOMPLEX,NORTHCARSTREET,OPPTOOLDBUSSTAND,SIRKALI-609110.PH:04364-270855 | SRKL3 | Airtel | Tamil Nadu | RT Tower
IN-1031548 | Seerkali (V) | 11.2392 | 79.7358 | Subham Lodge,No:2,Kamaraj Street,Sirkazhi-609110 | 2107 | Vodafone | Tamil Nadu | RT Tower
IN-1061781 | Seerkali1 | 11.2358 | 79.7391 | Residency Lodge, 6. Cutchery Road, Sirkazhi | SRKL1 | Airtel | Tamil Nadu | RT Tower
IN-1061782 | Seerkali2 | 11.2398 | 79.7323 | Arumugam Complex, No 23 Railway Station Road, Seerkali - 609110. Contact: Mr. Balamurali. Phone : 04364 272141 | SRKL2 | Airtel | Tamil Nadu | RT Tower
IN-1107079 | Thirunandriyur | 11.1461 | 79.6972 | Mr.S.RAJASEKAR, S/O.SUBRAMANIYAN, WEST ST, THIRUNANDRIYUR(PT), SIRKALI(TK), NAGAPATTINAM(DST). Ph:9360254513, 9843114099. | 4511 | Vodafone | Tamil Nadu | GBT
IN-1082593 | Vadakal | 11.2504 | 79.7829 | M.Dhanabakyam , w/o Murugajyan old no:53 New no:53 A Middle Street | VDGAL1 | Airtel | Tamil Nadu | GBT
IN-1082747 | Aachalpuram | 11.3284 | 79.7583 | MR.KANAGA SAMAI,ACHALPURAM VILL,SEERGAZHI T.K.,NAGAI DT,PH 9842131633 | 5470 | Vodafone | Tamil Nadu | GBT
IN-1079394 | Arpakkam | 11.2655 | 79.7511 | Survey No:72/1 & 72/2,situated at Arpakkam villag | APKKM1 | Airtel | Tamil Nadu | GBT
IN-1076893 | Kunaam | 11.2821 | 79.682 | No. 72, An gar, Kuam,nagapattinam Dt. | KUNAM1 | Airtel | Tamil Nadu | GBT
IN-1101265 | Pudupatinam | 11.3344 | 79.8091 | Mr.K.Sekar, S/O.Kanyan, S.No.254/5B & 254/11, Mela Theru, Pudhu Pattim Post, Sirgali-Tk, nagapattinam Dist - 609 101. Ph:98433 18501/04364-268200 | PDPTM1 | Airtel | Tamil Nadu | GBT
IN-1031169 | Puthur_Trz | 11.285 | 79.7188 | G.B.Mary stella, W/o.Paul raj, RCC Irukur post, sirkali TK, Nagai- 609108, 99659 83844, 99437-97897 | 2178 | Vodafone | Tamil Nadu | GBT
IN-1060525 | Erikettachery | 11.0421 | 79.8298 | BALAJI,S/O VAIDYANADHA SWAMI,SIVAN MELA ROAD,ERKETTACHERY,THARANGAMBADI,NAGAI. PH:9443799178 | ERTCR1 | Airtel | Tamil Nadu | GBT
IN-1106502 | Memathur | 11.064 | 79.7333 | Mr.R.Anbalagan, S/O:Rajangam, Survey No;178/2B2, Situated At Memathur,Tharangambadi Taluk, gapattim District - 609309, Ph No:04364-281007, 9943099067 | MMTHR1 | Airtel | Tamil Nadu | GBT
IN-1117515 | Perambur | 11.0334 | 79.7017 | Mr.T.Baslceran,S/O:-Thigarajan,No:-1/50,Main Road,Perambuar Post,Tharangambadi Taluk,nagapattinam-609404,Ph:-9486817378 | PRMBR1 | Airtel | Tamil Nadu | GBT
IN-1060976 | Poraiyar | 11.0194 | 79.8332 | Green Field Backside To K.M.S Ameed Sultan Parveen Sharmeela Complex Small Bazar Street,Poraiyur,Nagapattinam Ph.9443429042,9443709076 | PORYR1 | Airtel | Tamil Nadu | GBT
IN-1106708 | Thillaiyadi | 11.0404 | 79.8096 | Mr.R.Selvam,S/o:-A.Ramachandran,Kannadiyar street,Thillaiyadi post,Tharangambadi taluk,Nagapattinam district-609310,PH:-9787964280 | TLYDI1 | Airtel | Tamil Nadu | GBT
IN-1127220 | Thirukalacherry | 11.0101 | 79.7996 | No. 25, Bharath gar,Thiurkalacherry, gapattinma Dt, | 2953 | Vodafone | Tamil Nadu | GBT
IN-1106475 | Thiruvillaiyattam | 11.0336 | 79.7353 | Mr.S.Rajendran, S.no:266/2, situated at Thiruvilaiyattam post, Tharangambadi Taluk, Nagapattinam District -609306 | TRVTM1 | Airtel | Tamil Nadu | GBT
IN-1110105 | Periyavadakarai | 11.3909 | 78.8283 | S.THANGARAJ,S/O CHINNA SENGODA GOUNDER,PERIYA VADAGARAI,VEMBAVUR(PO),VEPANTHATAI(TK),PR\ERAMBALUR(DT),9943316748. | 1239 | Vodafone | Tamil Nadu | GBT
IN-1097493 | Idayatthangudi | 10.9004 | 79.737 | Vellalar Street,Edayathangudi, | IDYGD1 | Airtel | Tamil Nadu | GBT
IN-1109708 | Aambal | 10.9146 | 79.6868 | N.Ganeshan,s/o: Natarajan,Main road,Ambal(vill+po),Nagai | AAMBL1 | Airtel | Tamil Nadu | GBT
IN-1110101 | Keelamaligai | 11.2574 | 79.2571 | R.ANBUSELVAN,S/O RAMASWAMY,KEELAMALIGAI(PO),SENDURAI(TK),ARIYALUR(DT),PH:978761732. | 1234 | Vodafone | Tamil Nadu | GBT
IN-1109721 | Manikapangu | 11.0655 | 79.8528 | Pudupettai main Road,Manikkapangu(vill+po),Tharangambadi(tk),Sirkali(tk),Nagai | MNKKP1 | Airtel | Tamil Nadu | GBT
IN-1086040 | Andi Kadu | 10.3087 | 79.3159 | N. MEENA, W/O, NAGA MUTHU, ANDIKADU POST, MALLI PATTINAM VIA, PATTUKOTTAI TK, TANJORE - 614722? PH- 97881-90905 | ADIKD1 | Airtel | Tamil Nadu | GBT
IN-1060847 | Athiramapattinam2 | 10.3433 | 79.382 | Open Land Behind Creative Computers, No-449, Godown Street, Adhiramapattinam, Contact:Mr N.M.Mohammad Abubakar, Ph-242880 | APTNM2 | Airtel | Tamil Nadu | GBT
IN-1031059 | Mallipattinam | 10.2831 | 79.3144 | Mr.V.Mohamed, Near Aircel Tower, High School Road, Malli Pattanam, Pattukottai(Tk), Tanjore(Dt). Ph. 94432 73255. | 2142 | Vodafone | Tamil Nadu | GBT
IN-1097484 | Thokakaalikadu | 10.3496 | 79.3464 | THOKKALI KADU VILLAGE, | TKKKD1 | Airtel | Tamil Nadu | GBT
IN-1106860 | Vellimadam | 10.2644 | 79.2862 | MR.T.SELVIRAJU,S/O:THUNDIAMBALAM,VELIMADAM ST,NADIYAM(P),PERAVURANI(T),THANJAVUR(D)PH:04373-274365 | VLMDM1 | Airtel | Tamil Nadu | GBT
IN-1060198 | Thiruvenkadu | 11.1742 | 79.8108 | MR.V.SELVAGANAPATHY,RS.NO.135/13A,&135/18,NO.2/178,MADAVALAGAM,THIRUVENGADU,SIRKALLI TALUK,NAGAPATINAM DIST.-609114PH:94865 99397 | TRVKD1 | Airtel | Tamil Nadu | GBT
IN-1106570 | Okkur | 10.8148 | 79.7655 | K.MUTHUKRISHNAN,S/O,KALANIAPPAN,MILL STREET,OKKUR POST,NAGUR VIA,NAGAPATTINAM TALUK,NAGAPATTINAM-611002.PH-04365-291326 | OKKUR1 | Airtel | Tamil Nadu | GBT
IN-1060221 | Vedaranayam2 | 10.802 | 78.699 | Open Land Of Mr.K.Durairaj,No.70,3Rd Street,Vedaranyam,nagapattinam Dist-614 810.Ph-04369 252050 | VDRNM2 | Airtel | Tamil Nadu | GBT
IN-1030694 | Pappanadu | 10.5352 | 79.281 | S.Manjulla, S.F.No.371-4A, Near No.375, Avidanalla Vijayapuram, Solla Kari Road, Pappanadu, Orathanadu, Thanjavur - 614 626. | 567 | Vodafone | Tamil Nadu | GBT
IN-1107004 | Kanjangadu | 10.2957 | 79.2676 | Mr.P.Karuppan, Survey No:526/1,2& 8 situated at Kanjankadu, Kuruvi Karambai Post, Peraurani Taluk, Tanjore District - 614 802, Ph:9442880221, 04373-291768 | KNJKD1 | Airtel | Tamil Nadu | GBT
IN-1074780 | Kuruvikarambai | 10.2795 | 79.2447 | K. VAIRAVAN, KURUVI KURUMBAI POST, PEERAVOORANI TK, TANJORE - 614802? PH- 94439-79529 | 3343 | Vodafone | Tamil Nadu | GBT
IN-1106590 | Marakavallasai | 10.2438 | 79.2559 | MR.T.K MINA SHAH,S/O:KADHAR MOHIDEEN,MAIN ROAD,MARAKKAVALSAI,UMATHNADU(P),MOB:9486335029 | MRKVS1 | Airtel | Tamil Nadu | GBT
IN-1106564 | Paingal Ukkadai | 10.2853 | 79.1277 | No. 15, East Street,Paingal Ukkadai, Tanjore Dt | PGUKD1 | Airtel | Tamil Nadu | GBT
IN-1061717 | Peravoourani | 10.2861 | 79.2006 | Sra Complex, S.Arunachalam, Main Road. Peravurani Ph-231061 | PRNI1 | Airtel | Tamil Nadu | RT Tower
IN-1128440 | Peravoourani New | 10.2834 | 79.1972 | T.A. Subramanian, 116 , B, Kandiyan Street, Pattu Kottai, Tanjore - 614601? Ph - 04373- 236179 | 2962 | Vodafone | Tamil Nadu | RT Tower
IN-1106646 | Uamathanad | 10.2417 | 79.2304 | Mr.Palanivel,S/O:Veeraiya Thevar,Umathadu(P),Peraverauni(T),Thanjavr(D),Mob:9865870380 | UMTND1 | Airtel | Tamil Nadu | GBT
IN-1106731 | Athivettiwest | 10.4277 | 79.4233 | P.RAJENDRAN,S/O,PERIATHAMBI,ATHIVETTI POST,NNORTH STREET,PATTUKOTTAI TALUK,TANJORE-614613..PH-93450-84418 | ATVET1 | Airtel | Tamil Nadu | GBT
IN-1061612 | Muthupet2 | 10.3993 | 79.4983 | Mr.Ramanujam,Kalaivani Complex,231.Ttp Road,Muthupet.Ph-04361-261577 | MUPET2 | Airtel | Tamil Nadu | RT Tower
IN-1096350 | Peruga Vallanthan | 10.4841 | 79.494 | Thevar,No-3/991,Cheti street,Perugavazhandan | PGNDN1 | Airtel | Tamil Nadu | GBT
IN-1086135 | Siramelgudi | 10.4396 | 79.4511 | V.T. Maruthamuthu, S/O, Chin Thambi, Siramela Kudi Post, Mathukur Via, Pattu Kottai Tk, Tanjore - 614903? Ph- 99657-38742 | SRLGD1 | Airtel | Tamil Nadu | GBT
IN-1096351 | Thillai Vilagam | 10.4123 | 79.5546 | Main road,Thillaivilagam post | TVGAM1 | Airtel | Tamil Nadu | GBT
IN-1031113 | Udymarthndaprm | 10.4459 | 79.5624 | Mr.Arumuga Nathan, Kudiyanavar Theru, Udhaya Marthanda Puram, Thiruthuraipundi(Tk), Thiruvarur(Dt). Ph. 98425 63603. | 2155 | Vodafone | Tamil Nadu | GBT
IN-1101232 | Anaikkadu | 10.4059 | 79.3504 | MR. A. KARMEL, W/O. APOORVARAJ ANTHONYSAMY, SF NO: 47/2, 2C, SITUATED AT SOUTH STREET, ANAIKADU POST, PATTUKOTTAI TK, TANJORE DIST: 614 602. PH: 9843248219, 04373 235141. | ANKAD1 | Airtel | Tamil Nadu | GBT
IN-1122952 | Karambayam | 10.505 | 79.2953 | Hutch Site,K. Thambu Samy, Senapathy Street, | 2956 | Vodafone | Tamil Nadu | GBT
IN-1106519 | Keelamangalam | 10.515 | 79.2585 | MR.SANMUGAMOORTHI,KILAMANGALAM NORTH,ALADIKUMULAI VIA,VARATHNADU TALUK,TANJORE DIST-614 615-PH-04362230783 | KLMLM1 | Airtel | Tamil Nadu | GBT
IN-1092526 | Kottakkudi | 10.3659 | 79.3094 | NO.276, MARIAMMAN KOIL ST,KOTTAGUDI | KOTGD1 | Airtel | Tamil Nadu | GBT
IN-1128439 | Muthupet Road | 10.4218 | 79.3255 | T.A. SUBRAMANIAN, 116 , B, KANDIYAN STREET | 2961 | Vodafone | Tamil Nadu | RT Tower
IN-1101240 | Nattuchalai | 10.4497 | 79.3494 | Mr. N. NATARAJAN S/O. N.NALLAIYA, SF NO.45/5 SITUATED AT NO.461/1, MIDDLE STREET, NATTU CHALAI, PATTUKOTTAI TK, TANJORE DIS: 614 906. PH NO: 94436 62005. | NATTU1 | Airtel | Tamil Nadu | GBT
IN-1106972 | Neduvikkottai | 10.4286 | 79.2644 | C.GUNASEKARAN,S/O,CHANDRADASAN,3/5,KEELA STREET,NADUVIKOTTAI POST,PATTUKOTTAI TALUK,TANJORE-614602,PH-98654-93464,97871-98847 | NDVKT1 | Airtel | Tamil Nadu | GBT
IN-1061644 | Pattukottai - Aranthangi Road | 10.4243 | 79.3126 | Rk Complex,98/3 Aranthangi Road, Pattukottai. | PATT2 | Airtel | Tamil Nadu | RT Tower
IN-1031533 | Pattukottai Bsc | 10.4249 | 79.3187 | Lakshmi Lodge,Big St,Pattukottai | 716 | Vodafone | Tamil Nadu | RT Tower
IN-1098591 | Sami Complex | 10.4227 | 79.3212 | Sami Complex,Muthu,Micro Bts,Thanjavur. | 169 | Vodafone | Tamil Nadu | RT Pole
IN-1090977 | Sukuranpatti | 10.4598 | 79.2997 | Mr,S.Arputhasamy,s/o,Susiudiyan,3/448 Sanchiya Nager | 5367 | Vodafone | Tamil Nadu | GBT
IN-1062631 | Thalayari Street | 10.4234 | 79.3169 | MR.R.MURUGANANDHAM,S.NO.86/N-2,RAMUFURNITURECOMPANY,NO.42,THALAYARI STREET,PATTUKOTTAI,TANJORE DIST-614601,PH:04373-252264 | PATT5 | Airtel | Tamil Nadu | RT Tower
IN-1106790 | Aavudaiyanikottai | 10.1675 | 79.1561 | MR.R.KAMARAJ S/O RAMAIYATHEVAR VILL.-AVIDAYANIKOTTAI, TALUKA-PERAVURAN,DIST.-THANJAVUR,PH:-9965833488 | AYKTI1 | Airtel | Tamil Nadu | GBT
IN-1069234 | Ammanichatram | 10.2033 | 79.2517 | E. Subbayan (Teacher) , 20, Adikan Devar Street, Ammani Chatram Post, Pravoorani Tk, Tanjore - 614802? Ph- 98658-43555, 04373-279492 | 2969 | Vodafone | Tamil Nadu | GBT
IN-1106721 | Chinna Rettavayal | 10.2147 | 79.1877 | MR.T.DEELEEPKUMAR(PRESIDENT),S/O:DHURAIRAJ,NO:15B,CHINA RETTAIVAYAL,R.G.MANI(P),PERAVERAUNI(T),TANJAVUR,MOB:9443358637 | CRVYL1 | Airtel | Tamil Nadu | GBT
IN-1121610 | Nelladikadu | 10.235 | 79.1703 | MR.A.GOVINMain Road,Nellukudikadu, Pattukottai, ThanjavurDARAJU,S/O:ALGARSAMI,54-THAILLAMMAICOLONY,KALAPAIKADU(P),ARANTHANGI(T),PUDUKKOTAI(D),MOB:9443455332 | NYKDU1 | Airtel | Tamil Nadu | GBT
IN-1106722 | Panancheri | 10.2379 | 79.1417 | MR.S.PALANIYAPPAN,S/O:SUBBIAH THEVAR,PANANCHERI,SORNAKADU(P),PERAVURANI(T),THANJAVUR(D),614804,MOB:9943847542 | PNCRI1 | Airtel | Tamil Nadu | GBT
IN-1106718 | Panangulam | 10.1909 | 79.1578 | MR.P.MUTHUKUMARAN, S/O PALANISAMY, PANNANGULAM, MUDUKADU POST, PERUMAGALUR TALUK, PERAVURANI,THANJAVUR DISTRICT - 614612, PH:04373-276785, 9865013643 | PNNGM1 | Airtel | Tamil Nadu | GBT
IN-1059593 | Perumagalur | 10.2041 | 79.1881 | Mr. C. Govindaraj, Sf No. 154/16B, No. 7C, Nethaji gar, Perumagalur, Peravoorani Tk, Tanjore Dt - 614612, Ph: 94424 02543 (Acq By Ss Consultancy - 98434 44107 | PMGLR1 | Airtel | Tamil Nadu | GBT
IN-1106450 | Akkarai Vattam | 10.5252 | 79.2189 | MRS.S.RANI, SURVEY NO:12/3A SITUATED AT SURIYAMOORTHI PURAM, ORATHA NADU TALUK, TANJORE DISTRICT - 614 614, PH: 9443803368, 04372-312664 | AKVTM1 | Airtel | Tamil Nadu | GBT
IN-1101252 | Athambi North | 10.4565 | 79.2572 | A. PARTHIBAN, S/O, AYYASAMY, ATHAMBI NORTH, PATTUKOTTAI TK, TANJORE - 614602? PH- 99439-64217 | ADMBI1 | Airtel | Tamil Nadu | GBT
IN-1096353 | Kavalipatti | 10.5079 | 79.1565 | 1/87-1,Main Road,Kavalipatti Post | KVLPT1 | Airtel | Tamil Nadu | GBT
IN-1106571 | Melakollagadu | 10.4662 | 79.2168 | No. 35, An Street, Melakollagadu, Tanjore Dt, | MLKLD1 | Airtel | Tamil Nadu | GBT
IN-1116867 | Nambivayal | 10.4854 | 79.2506 | Mrs. Chitra Devi, East Street, Nambi Vayal Post, Pattukottai Tk, Tanjore - 614615? Ph- 98848-02926 | NMBYL1 | Airtel | Tamil Nadu | GBT
IN-1117484 | Rangaiyenviduthi | 10.4637 | 79.1895 | Mr. M. Mathialagan, S/O. Mr. Muthaiya Konar, Sf No: 44/4, Situated At Rangaiyan Viduthi, Vettuvankottai Post, Thirvonam Village, Alangudi Tk, Pudukottai Dist: 622 614. Ph: 99430 29461. | RNGDT1 | Airtel | Tamil Nadu | GBT
IN-1030790 | Uranipuram | 10.5018 | 79.1948 | R.Veerappan, S.F.No.268, Near Door Old No.1/15A, South Street, Kaduvetti Viduthi, Orathanadu, Thanjavur - 614 614. | 333 | Vodafone | Tamil Nadu | GBT
IN-1106589 | Kalathur East | 10.3341 | 79.1947 | MR.T.S.RAMKRISHANAN,4/59 KALATHUR,KALATHUR(P),614804,PATTUKOTAI(T),TANJAVUR(D),MOB:9787656190 | KALTR1 | Airtel | Tamil Nadu | GBT
IN-1106923 | Kayavur | 10.4245 | 79.2328 | Mr.K.Singaram, Survey No:79/14 Situated At Middle Street,Kayvavur East, Vengarai Post, Pattukottai Taluk, Tanjore District-614628.Ph:9944125577 | KYVUR1 | Airtel | Tamil Nadu | GBT
IN-1096352 | Neyveli | 10.426 | 79.1568 | 430/19G,Mannavellar st.,Neivally South, | NVLLY1 | Airtel | Tamil Nadu | GBT
IN-1086119 | Pala Thili | 10.3831 | 79.2631 | S. Veerakumar, S/O, Shanmuga Devar, Palla Thine Village, Kuruchi Post, Pattukottai Tk, Tanjore - 614602? Ph- 94433-94911 | PLTHI1 | Airtel | Tamil Nadu | GBT
IN-1086120 | Pallathur | 10.336 | 79.3001 | V. KUTHALINGAM. S/O, VELLAR, NORTH STREET, PALLATHUR POST, PATTUKOTTAI TK, TANJORE - 614803? PH- 94433-94734, 04373-288407 | PLTUR1 | Airtel | Tamil Nadu | GBT
IN-1086124 | Poovanam | 10.3545 | 79.2792 | Mr.S.GANAPRAKASHIM,S/O-SABESTHIYATIYAR,,POOVANAM,COKKANATHAPURAM POST,PATTUKKOTTAI TK,THANJAVUR DIST,PINCODE:-614603,PH:-9442398524 | PVNAM1 | Airtel | Tamil Nadu | GBT
IN-1106578 | Seruvaviduthi | 10.3705 | 79.1704 | Mr.C.dimuthu,S/O:Chidambaram Pillai,2/83,Vellalar St,Seruvaviduthi,Pattukotai(T),614628,Tanjavur(D),Mob:9965982748 | SRVVH1 | Airtel | Tamil Nadu | GBT
IN-1232287 | Thonthupaullikadu | 10.3113 | 79.2109 | No. 43/6, Sivaji gar, Thonthupaullikadu, Tanjore Dt | TNTPK1 | Airtel | Tamil Nadu | GBT
IN-1061794 | Tiruchitrambalam | 10.3633 | 79.2001 | 151\12,Kartikayan Complex, C.Ramesh, Kan Jewellary, Santaen Road..Ph-9443386807 | TBLM1 | Airtel | Tamil Nadu | RT Tower
IN-1101203 | V. Kolla Kadu | 10.4064 | 79.1972 | S. KRISHNA SAMY, S/O, SUBBIYA, KOLLA KADU POST, PATTUKOTTAI TK, TANJORE- 614628? PH- 98438-02459 | VKLKD1 | Airtel | Tamil Nadu | GBT
IN-1106847 | Alathur | 10.4949 | 79.3333 | V.CHINNAYAN,S/O,VEERAPAVELLALAR,NADU STREET,ALATHUR POST,PATTUKOTTAI TALUK,TANJORE-614901,PH-93453-55422 | ALHUR1 | Airtel | Tamil Nadu | GBT
IN-1095034 | Alathur - 2 | 10.4864 | 79.3502 | Door No:3/65 , South Street | 5368 | Vodafone | Tamil Nadu | GBT
IN-1106856 | Kannukudi East | 10.5324 | 79.3507 | Mr.V.Pothiyappan, Survey No:94/3B, situated at keelath Street, kannugudi East, orathandu Taluk, Tanjore District - 614 901, Ph:9865669107, 04372-255179 | KNKUD1 | Airtel | Tamil Nadu | GBT
IN-1059153 | Madukkur (A) | 10.4844 | 79.3966 | S.Ahmed Nachiya, Sf No:489/2, Noor Complex, Near Bus Stand, Madukkur, Puddukottai Tk, Tanjore Dt. 614903 | MDKUR1 | Airtel | Tamil Nadu | RT Tower
IN-1031657 | Madukkur (V) | 10.4847 | 79.3963 | S. Ahamed Nachya, Noor Complex, Opposite To Bus Stand, Madukkur, Pattukotai, Thanjavur District - 614 903 | 812 | Vodafone | Tamil Nadu | RT Tower
IN-1101291 | Periyakkottai | 10.8378 | 79.7301 | MR.M.BALASUBRAMANIAN, S/O. MARIMUTHU, SF NO: 181/16A, SITUATED AT MATHUGUR VIA., PERIYAKOTTAI POST, PATTUKOTTAI TK, TANJORE DIST: 614 903. PH NO: 99428 82864. | PYKTI1 | Airtel | Tamil Nadu | GBT
IN-1101290 | Pula Vanji | 10.508 | 79.3772 | R. Ramaiyan, S/O, Rangasamy, South Street, Pulavanji Post, Pattu Kottai Tk, Tanjore - 614903? Ph- 94439-76098 | PLVNJ1 | Airtel | Tamil Nadu | GBT
IN-1060461 | Thamarankottai | 10.3995 | 79.4054 | Mr.K.Ravi, S/O.S.R.Kulanthaivelu, S.No.101/6, No.208, Dhandu Vellalar Street, City Union Bank Backside, Thamaraikottai, Pattukottai-Tk, Tanjore Dist - 614 613. Ph:94433 33960 | TRKTI1 | Airtel | Tamil Nadu | GBT
IN-1030944 | Tvmkuruchi | 10.3985 | 79.3852 | C.DHANABAL GANESAN, S.F No.306/1B, Near No.98/1, Thuvaran Kurichi East, Pattukottai Taluk, Tanjore - 614 613. | 1850 | Vodafone | Tamil Nadu | GBT
IN-1030989 | Vadaseri | 10.5689 | 79.3799 | K.P.RAMAIAN, S.F.No.294/3A,170, Periyar Salai, Vadaseri, Orathanad Taluk, Tanjavore 614 905. | 1686 | Vodafone | Tamil Nadu | GBT
IN-1113046 | Uppur | 10.4311 | 79.5431 | Mr. K.Kandasamy, No.1/217, School Street, Gopal Sathiram, Uppur Post, Thiruthuraipoondi, Thiruvarur District. | 5081 | Vodafone | Tamil Nadu | GBT
IN-1083164 | Uthukuli | 10.5207 | 78.5427 | NO.1/167.UTHUKUZI, ELUPUR(VIA), | UTKZI1 | Airtel | Tamil Nadu | GBT
IN-1096355 | Anukkur | 11.3333 | 78.8635 | No-1/69,Perumal Kovil street,Annukkur post, | ANKKR1 | Airtel | Tamil Nadu | GBT
IN-1111715 | Mandaiyur | 10.6523 | 78.7223 | MATHUR VIA, KULATHUR TK, PUDUKOTTAI DT | MANDY1 | Airtel | Tamil Nadu | GBT
IN-1106541 | Adhirangam | 10.5007 | 79.6673 | MR.G.M.CITRAVEL,ADIRANGAM(V),KATEMATE(P),THIRUTHURAIPOONDI(T),THIRUVARUR(D)MOB:9865935166 | ANDGM1 | Airtel | Tamil Nadu | GBT
IN-1031110 | Kachanam | 10.6248 | 79.665 | Kaliyaperumal, 52\4,Land Back Side, Ranithirumana Mahal, Thiruthuraipoondi Road, Kachinam, Thiruvarur - 201, 04364-314102, 98650-23815 | 1684 | Vodafone | Tamil Nadu | GBT
IN-1106513 | Kokalalady | 10.5394 | 79.679 | MR.S.MURAGANADAM,S/O:SEDHUMADHAV RAI,EAST COST ROAD,KOKKALADY,PAMINI(P),THIRUTHRAIPOONDAI(T),THIRUVARUR(D),MOB:9942273194 | KKLDY1 | Airtel | Tamil Nadu | GBT
IN-1060443 | Manali | 10.5834 | 79.6555 | MR.A.NOOR MOHAMED,SF.NO.78-1PALAYANKUDI,MALAZI,THIRUVARUR DIST.-610210.PH:94436-61481 | MNALI1 | Airtel | Tamil Nadu | GBT
IN-1106693 | Nemam - Nagai | 10.5331 | 79.5991 | Mr.S.Balu, Survey No:308/4B, situated at South Street, Nemam Wzhilur Post, Thiruthuraipoondi Taluk, Thiruvarur District - 614715. Ph:04369-292099 | NEMAM1 | Airtel | Tamil Nadu | GBT
IN-1061870 | Thiruthuraipoondi1 | 10.5361 | 79.6369 | Haja Maideen Complex,# 40/5, Rayiladi Street, Thiruthurai Poondi. | TPDI1 | Airtel | Tamil Nadu | RT Tower
IN-1061871 | Thiruthuraipoondi2 | 10.5289 | 79.64 | A.M.Plaza, Vedaranyam Road, # 52 Jawli Kadai Street, Thiruthuraipoondi | TPDI3 | Airtel | Tamil Nadu | RT Tower
IN-1060083 | Kaliyar Street | 10.3407 | 79.3774 | No. 31, Sk gar, Kariyur, Thiurvarur Dt, | APTNM3 | Airtel | Tamil Nadu | GBT
IN-1060398 | Pudukottat Ullur | 10.3734 | 79.3578 | S Addikkalayam s/o srinivasa vellalar,opposite to Rama madam,Pudukottai, ullur Post,Pattukottai TK Thanjavur district, ph no:984358066 | ULLUR1 | Airtel | Tamil Nadu | GBT
IN-1261385 | Poombukar (A) | 11.1433 | 79.8528 | No. 23, Sannithi Street, Thitachery, Nagapatinam Dt, | PMPKR1 | Airtel | Tamil Nadu | GBT
IN-1122938 | Dharga | 10.8189 | 79.8404 | Mr.Mohammad Yusuf,No-5/21,Kunjali Mariakar Street | NGOR2 | Airtel | Tamil Nadu | RT Tower
IN-1062471 | Kaadambadi | 10.7844 | 79.8383 | Mrs.S.Chitra, T.S.No.1287A/1A, No.1287A/1, Gandhi gar, Kadambadi, nagapattinam Dist - 611 001. Ph:04365 - 241488/98426 53768 | NGPM4 | Airtel | Tamil Nadu | RT Tower
IN-1106751 | Kuthalam - Nagai | 10.8415 | 79.7855 | Mr.R.Gopalakrishnan, Survey No:23/1, Situated at No:1/103, Kuttalam village, Kuttalam Post, Nagapattinam Taluk, Nagapattinam District - 609703 | KUTAM1 | Airtel | Tamil Nadu | GBT
IN-1031661 | Nagai bus stand | 10.7794 | 79.8404 | L.R. Jagadeeswaran, L.R Jagadeeswaran No 550 Sudan Tower Public Office Road Nagapattinam 6110012 Ph 04365-242651 | 2522 | Vodafone | Tamil Nadu | RT Tower
IN-1076964 | Neikuppai | 10.8406 | 79.75 | Mr.V.Palanivelu, Survey No:69/1A, Situated at No:1/31, Pillaiyar Kovil Street, Thirumarugal via | NYKPI1 | Airtel | Tamil Nadu | GBT
IN-1030935 | Panangudi | 10.8286 | 79.8265 | No. 40, Kalai gar, Pagudi,gapattim Dt. | 1823 | Vodafone | Tamil Nadu | GBT
IN-1031038 | Samanthan Pettai (V) | 10.7974 | 79.8436 | Mr.K.Venkatachalam, S/o.Kamalappan, South Mill Factory, Samanthanpettai Road, Collector Office Post, Nagapattinam 611 003. Ph.98403 23536 | 1824 | Vodafone | Tamil Nadu | GBT
IN-1126716 | Sidco Industrial Area | 10.8025 | 79.8377 | Mrs.S.Selvarani, W/O.R.Sivantham, S.No.303/1E, Plot No.62, Ani gar, Opp. To Tsumi Uk Camp, Esjp Collge Road, nagapattinam Dist - 1. | NGPM7 | Airtel | Tamil Nadu | GBT
IN-1030796 | Thirumarugal | 10.8684 | 79.7456 | R. Latha, No.95/1B1 And S.No. 95/13A1 Of Thirumarugal Village, Nagapattinam | 867 | Vodafone | Tamil Nadu | GBT
IN-1062286 | Tittacheri | 10.8681 | 79.7875 | Mr.P.M. Habeeb Rahman, Sf No: 48/20, Habeeb Complex, Main Road, Thitacherry, Nagapattinam Dt - 609 703, Ph: 043656-234331 | TTCHR1 | Airtel | Tamil Nadu | RT Tower
IN-1060093 | Ayakaranpulam(A) | 10.3957 | 79.7537 | V.G.THEVAR COMPLEX,VEDARANYAM MAIN ROAD,AYAKARANPURAM,NAGAI-614 707. | AYKM1 | Airtel | Tamil Nadu | RT Tower
IN-1031032 | Ayakaranpulam(V) | 10.3953 | 79.7551 | R.DURAI RAJU, S.F.No.115/1A, Near RDR Automobiles, Kadaitheru Main Road, Ayakkaranpulam, Vedaranyam Taluk, Nagapattinam 614 707. | 1840 | Vodafone | Tamil Nadu | GBT
IN-1107007 | Chettipulam | 10.4699 | 79.7637 | G.Selvayaki,W/O,Gadeepam,Chetipulam Village,Kariyapattim Via,Vedaranyam,gapattim-614806.. | CHETI1 | Airtel | Tamil Nadu | GBT
IN-1031026 | Kariyapattinam | 10.4609 | 79.7311 | M.Subramanian, 5/269, Gounder Kadu, Main Road, Kariyapattim, Vedaranyam Tk, nagapattinam, 04369-248771 | 1819 | Vodafone | Tamil Nadu | GBT
IN-1031025 | Karuvapulam | 10.422 | 79.7873 | Mr.Thiyagarajaj, 21\6,Back Side Of Tax Stand, Karuvapulam, Vedaranyam, nagapattinam, 04369-278867, 94437-73680 | 1820 | Vodafone | Tamil Nadu | GBT
IN-1079397 | Maha raja puram | 10.5021 | 79.7152 | No. 36/2, An gar, Maharajapuram, Pattukottai, Tanjore Dt | MAHAR1 | Airtel | Tamil Nadu | GBT
IN-1060442 | Thopputhurai | 10.402 | 79.8499 | Mr.H.Sahapudeen,Old No.18,New No.22,Kasi Street,Thuppudhurai Post,Vedarayam Taluk,gai Dist.-614 809.Ph:98424-50845/98424-51845 | TOPPU1 | Airtel | Tamil Nadu | GBT
IN-1061948 | Vedaranayam1 | 10.3746 | 79.848 | Aarif Hardwares Building, P.M Kashi , West Mainstreet, Vedaranayam, Nagapattinam Ph-(04369)252247, 9842452247 | VDRNM1 | Airtel | Tamil Nadu | RT Tower
IN-1106550 | Aariyalur | 10.4949 | 79.5562 | MR.B.KUMARASEN,S/O:BALASUBRAMANYAM,ARIYALUR,ARIYALUR(P),IDAIYUR,THIRUTURPOONDAI(T),THIRUVARUR(D),614702,MOB:9363047527 | ARYLR1 | Airtel | Tamil Nadu | GBT
IN-1106651 | Ekkal | 10.4644 | 79.6454 | MR.S.PUGALENTHI,S/O:SUBRAMANIYAM,KEELLA STREET, EKKAL(V), KUNNALUR(P),THIRUTHURAIPOONDI(T),THIRUVARUR(D),MOB:04369-340725 | EKKAL1 | Airtel | Tamil Nadu | GBT
IN-1074776 | Idumbavanam | 10.4227 | 79.6013 | THANGAMANI & IYEPPAN, IDUMBAVANAM(PO), THIRUTHARAI POONDI, THIRUVALLUR 9865088643 | 3339 | Vodafone | Tamil Nadu | GBT
IN-1086662 | Mangudi | 10.519 | 79.5744 | MR.A.KALIMUTHO,S/O:K..ARUNACHALAM,KUDIYANA STREET,MANAGUDI(P),THIRUUTHPONDI(T),THIRUVARUR(D),MOB:9443650576 | MGUDI1 | Airtel | Tamil Nadu | GBT
IN-1116862 | Marudur North | 10.4331 | 79.7333 | K. Subbaiyah Devar, Near Bjp Rice Mill, Marudur South, Raja Puram Post, Vadaranyam Tk, Nagapattinam - 614816? Ph- 04369-310377 | MRDRN1 | Airtel | Tamil Nadu | GBT
IN-1106601 | Marudur South | 10.4029 | 79.7167 | V.K.Vaithialimngam,,S/O,Kandasamy Devar,V.K,V Complex East,Panjathi Kulam,Marudur South,Vedaranyam Taluk,gapattim-614714,Ph-99655-74642,04369-274642 | MRDRS1 | Airtel | Tamil Nadu | GBT
IN-1106615 | Ovrarur | 10.4926 | 79.5976 | MR.G.GOPALKRISHANAN,S/O:GANESAN,MADHA KOVIL STREET,OVAARUR(V),OVARUR(P),THIRUTHHURPOONDI(T),THIRUVARUR(D),MOB:9942069658 | OVRUR1 | Airtel | Tamil Nadu | GBT
IN-1070421 | Thagatur | 10.4398 | 79.6895 | MURUGAIYA DEVAR, S/o.SOMU DEVAR, 1/148, PECHI KADU, PAGATHUR, VEDHARANYAM Tk., NAGAI Dt. PH : 99659-84000 | 2153 | Vodafone | Tamil Nadu | GBT
IN-1106536 | Vanduvancheri | 10.4335 | 79.6549 | UTHIRAPATHI @ UDAYAKUMAR,S/O,MUNIAPPAN,RAJANKATHALAI VILLAGE,ANNAPETTAI POST,VEDARANYAM TALUK,NAGAPATTINAM-614714..PH-98425-65526,04369-265526 | VANDU1 | Airtel | Tamil Nadu | GBT
IN-1067895 | East Street South | 10.6817 | 79.8394 | MRS.K.KANAGAVALLI,W/O.KRISHNAN,SF.NO.81/4,NO.35/A,THEKU THERU SOUTH,KEELA VELUR TALUK,NAGAPATINAM DIST.-611111.PH:97863-53013. | VGNI2 | Airtel | Tamil Nadu | GBT
IN-1062514 | Melakottavasal | 10.7611 | 79.8374 | B.VIJALAKSHMI,W/.R.BALAKUMAR,T.S.NO:1531,POLLUTIONCONTROLBOARDBUILDING,NEWNO.110,MELAKOTTAIVASAL,NAGAPATTINAMDIST.611001.PH:9994632100 | NGPM5 | Airtel | Tamil Nadu | RT Tower
IN-1031532 | Nagapattinam | 10.7642 | 79.8442 | Rizwaan Towers,South St,Nagapattinam | 10892 | Vodafone | Tamil Nadu | RT Tower
IN-1061623 | Nagapattinam1 | 10.7756 | 79.84 | Rizwan Tower, 44/1 Neela South Street, nagapattinam - 611 001 | NGPM1 | Airtel | Tamil Nadu | RT Tower
IN-1126718 | Prathama Rama Puram | 10.6536 | 79.8382 | Mr.K.Ravichandran,S/O.Krishmoorthy,Rs.No.638/03,Middle Street,Pradabaramapuram Post,gai Taluk,gai Dist.-611113.Ph:98426-58556 | PRPRM1 | Airtel | Tamil Nadu | GBT
IN-1031024 | S.Poigainallur | 10.7337 | 79.8419 | P.SUBRAMANIYAM, S.F.No.195/5D, Near Door No.2/107, North Street, North Poigai Nallur, Nagapattinam - 611 106. | 1826 | Vodafone | Tamil Nadu | GBT
IN-1030793 | Thirupoondi | 10.6287 | 79.8134 | R. Vijaya Rani, Sengunthur Street, Thirupoondi - 611 110. | 880 | Vodafone | Tamil Nadu | GBT
IN-1031553 | Velanganni | 10.6819 | 79.845 | Hotel Picnic,Main Road,Velanganni-611 111 | 2502 | Vodafone | Tamil Nadu | RT Tower
IN-1062427 | Voc Nagar | 10.7684 | 79.8404 | Mrs.A.Maheshwari, T.S. No.82&83, No:22/48, Voc gar,Voc Street, nagapattinam Dist-611 001. | NGPM3 | Airtel | Tamil Nadu | RT Tower
IN-1059739 | Talainayaar | 10.5607 | 79.7727 | Mr.S.Srinivasan ,Sf.No.44/4,Old Panchayat Office, Thalainayar, Nagapattinam Dist.-614 712.Ph:94432-66299 | TLNYR1 | Airtel | Tamil Nadu | GBT
IN-1083235 | Thirvidai Maruthoor | 10.5744 | 79.7021 | MR. M.KASINATHAN, THIRIDAIMARUTHUR POST, THIRUKKUVALAI TALUK | TVMTR1 | Airtel | Tamil Nadu | GBT
IN-1030939 | Vettikaranripu | 10.5494 | 79.8326 | V.BALAKRISHNAN, S.F.NO.17/2A, Nagapattinam Main Road, Kovilpathu, Vedaranyam, Nagapattinam 611 112. | 1818 | Vodafone | Tamil Nadu | GBT
IN-1060402 | Vizhunthamavadi | 10.5866 | 79.8347 | MR.RV.SUBRAMANIYAN,NO.4/692,VILUNDAMAVADI THENPATHI,VILUNDAMAVADI POST,OPP.TO HOUSE,NEAR CHECK POST,NAGAI-611112.PH:04365-268108/94422-68108 | VZMDI1 | Airtel | Tamil Nadu | GBT
IN-1060211 | Parakalakottai | 10.3909 | 79.4256 | MR.V.RAJASEKAR,SF.NO.184/6,PODU AVADIYAR KOVIL VIA.,PARKALA KOTTAI,PATTUKOTTAI TALUK,TANJORE DIST.-614613.PH:98426-36760 | PRKTI1 | Airtel | Tamil Nadu | GBT
IN-1086386 | Akkarai Kottagam | 10.5508 | 79.5445 | Mr.S.ABDUL WAHAB,S/O:-S.SHEIK DEWOOD,NO-2/63A,AKKARAI KOTTAGAM,NATUVAKALPAL POST,KOTTUR(via),MANNARGUDI TALUK,THIRUVARUR DISTRICT,PINCODE:-614710,PH:-04367-277371,9786424050 | AKKTM1 | Airtel | Tamil Nadu | GBT
IN-1086598 | Kulamanickam - Thiruvarur | 10.5165 | 79.5451 | MR.P.BALA SUBRAMANYAM,S/O:PHUNUSAMI,VADAPTHI STREET,KULAMANCHIAM(P),ARIAYLUR(VIA,MUNARAGUDI(T),THIRUVARUR(D),614702,04369-313127,9786637055 | KMCKM1 | Airtel | Tamil Nadu | GBT
IN-1106710 | Thiruvalanjuli - Nagai | 10.5997 | 79.6186 | MR.G.ACHUDAMANAON,S/O:R.GANPATI,THIRUVALANJULI,MADHUPURAM,KUNUR(P),TIRUTTURAIPPUNDI(T),THIRUVARUR(D),MOB:9344847952 | TRVNL1 | Airtel | Tamil Nadu | GBT
IN-1060223 | Veerakuruchi | 10.4788 | 79.2979 | MR.A.MANIMEGALAI,SF.NO.59/1,VEERAKURCHI,PATTUKOTTAI ROAD,TANJORE DIST-15-PH-044 24846848 | VRKCH1 | Airtel | Tamil Nadu | GBT
IN-1083586 | Kathiripulam (V) | 10.46 | 79.7984 | MR.K.RAJAPANDIYAN, S/O V.KUMAR, KATHIRIPULAM, PANAYADI KUTHAGAI POST, VEDARANYAN-TK-614808. PH-9943516845, 04369-246699 | 5687 | Vodafone | Tamil Nadu | GBT
IN-1106520 | Nalu Vethapathy | 10.492 | 79.8521 | S.Pugalendi,S/O,Sevukaraya Gounder,luveda Padi Post,Vedaranyam,gapattim Talu& District-611112..Ph-04369-276307 | NLDPD1 | Airtel | Tamil Nadu | GBT
IN-1030942 | Sembadai | 10.4593 | 79.8343 | Mr.Moha Sundaram, Opp To Bakiya Medicals Main Road, Sembodai, Vedaranyam, nagapattinam - 20, 04369-6276776 | 1825 | Vodafone | Tamil Nadu | GBT
IN-1031218 | Thetakudisouth | 10.4146 | 79.8402 | R.P. Alagesan, S/O, Parkasam, Land Back Side Om Sakthi Koil, Om Sakthi Koil Street, Thetta Kudi South, Vedaranyam Tk, Nagapattinam - 314809.. Ph- 94428-87301 | 2847 | Vodafone | Tamil Nadu | GBT
IN-1086142 | Thethakudi | 10.4307 | 79.8338 | MR.MASILAMANI,S/O,RAMASAMY,VANDAIYARKADU POST,MAVADI VIA,THETHAKUDI,VEDARANYAM TALUK,NAGAPATTINAM-614809.PH-98423-20154] | TTGDI1 | Airtel | Tamil Nadu | GBT
IN-1060907 | Kilvelur | 10.7672 | 79.7417 | N. Venugopal - Land, No.3, South Street, South Line, Kilvelur, Nagapattinam | KLVLR1 | Airtel | Tamil Nadu | GBT
IN-1060401 | Manchakollai | 10.7579 | 79.8198 | MR.A.GURUPATHAM/MR.AKUMARAVELU,SF.NO.55/17,MANJAKOLLAI POST,NAGAPATTINAM TALUK,NAGAPATTINAM DIST.-611 106.PH:04365-245345 | MANCH1 | Airtel | Tamil Nadu | GBT
IN-1086831 | Palakurichi | 10.6675 | 79.7732 | B.Ganesan,s/o: Pakkiri swamy,East St.,Therku Theru,Palakurichi(po),Kilvelur(tk),Nagapattinam-611109 Ph No-04366-279461 | PLKCH1 | Airtel | Tamil Nadu | GBT
IN-1086125 | Periyathumboor | 10.6679 | 79.8098 | L.Ramdass,s/o: Laxman,235 Main road,Periyathumboor,Chinnathumboor(po),Kevalur,Nagapattinam-611102 Ph No.-9486411457 | PYMBR1 | Airtel | Tamil Nadu | GBT
IN-1106568 | Perugadambanur | 10.791 | 79.7968 | V.NEELAYATHACHI,W/O,VEERAPERUMAL,PERUNGADAMBANUR VILLAGE,PILLAYAR KOIL STREET,SIKKAL VIA,NAGAPATTINAM-609703,PH-99434-08176 | PRGBR1 | Airtel | Tamil Nadu | GBT
IN-1101274 | Puduchery | 10.733 | 79.7737 | S.SARAVANAN,S/O,C.SELVARAJ,2/7G,KUMARAN ILLAM,KUTTI ANDAVAR KOIL STREET,AVARANI,PUDUCHERRY-611108-.PH-98427-53928,99425-30537 | PDCRY1 | Airtel | Tamil Nadu | GBT
IN-1115067 | Ramar Madam | 10.7697 | 79.7809 | Mr.N.Ramanathan, SF No: 205/3, Sivan koil street, Puiliyur post, Nagapattinam TK, Nagapattinam - 611 108, 04365-245270 | 3995 | Vodafone | Tamil Nadu | GBT
IN-1030867 | Sikkal (V) | 10.7588 | 79.8003 | M. Chellappa, S.F.No. 179/2A, 179/4 And 179/8 Of Sikkal Village. | 878 | Vodafone | Tamil Nadu | GBT
IN-1059460 | Sikkal1 | 10.7612 | 79.7903 | A.Karukaran, Brindhavan Layout, Sikkal Village, Panimedu, gapattim Dt-611001, Ph: 94426 42358 (Ragu-99942 82290) | SIKAL1 | Airtel | Tamil Nadu | GBT
IN-1067598 | Thevur | 10.7266 | 79.7329 | Mr.T.Karthikeyan,S/O.Thiruvukarasu,Sf.No.81/20A,Old No.87,New No.1/213,North Street,Thevur Post,Kizhvellur Taluk,gapatim Dist.-611109.Ph:94434-17485/04266-275265 | THEVR1 | Airtel | Tamil Nadu | GBT
IN-1086962 | Vandalur | 10.6983 | 79.7531 | S.MARIMUTHU,S/O,SUBBAIYAN,MELASTREET,VANDALUR,SEMBIAM MAHADEVI POST,KEELVALUR TALUK,NAGAPATTINAM-611109..PH-97872-77314,99769-12614 | VANDR1 | Airtel | Tamil Nadu | GBT
IN-1079422 | Kondal | 11.2349 | 79.6751 | Survey No: 73/2B, situated at Kondal post, sirkali Taluk | KONDL1 | Airtel | Tamil Nadu | GBT
IN-1250429 | Pottaveli | 11.2348 | 79.1477 | O.NO:114B N.NO:206 POTTAVELI VIL-PO | 5758 | Vodafone | Tamil Nadu | GBT
IN-1082403 | K.Pudupatti | 10.3344 | 78.4286 | Mr.N.Selvam,S.no-166/3D,Karisalpatti Village,Thrupathur Taluk,Siv | KPUPT1 | Airtel | Tamil Nadu | GBT
IN-1082970 | Kumalur | 11.313 | 79.1499 | Mr.S.jamaltheen s/o AbramSam,Kulumur Village&post,Chendurai taluk,Ariyalur d.t,Ph:9787795614. | KLMUR1 | Airtel | Tamil Nadu | GBT
IN-1082378 | Kanudayapatty | 10.6389 | 78.4731 | P.KarpaiyaS/oPalaniandiAmethagangarKanudiayanPatty,Maparai(TK) | KNDPT1 | Airtel | Tamil Nadu | GBT
IN-1106524 | Ottakoil | 11.1945 | 79.115 | OTTAKOVIL (PO) KALLANKURCHI(VIA) ARIYULAR | OTTKL1 | Airtel | Tamil Nadu | GBT
IN-1109728 | Keezhakavattankurichi | 10.9605 | 79.0655 | Mr.M.Bhupathi,S/o-Muthusamy,Main road,Keezhakavattankurichi post,Ariyalur taluk,Ariyalur district | KHKVT1 | Airtel | Tamil Nadu | GBT
IN-1124210 | Bujangarayanallur | 11.1341 | 79.0327 | N.garajan,S/O.rayaReddiyar,Quilam(V)(P),Paramadal(Via) | BJNLR1 | Airtel | Tamil Nadu | GBT
IN-1113656 | Maruvathur (V) | 11.2574 | 79.2114 | MR.M.C.ARIYAMUTHU, S/O CHINNASWAMY, MARUVATHUR, SENDHURAI TK, ARIYALUR. PH-9751209431 | 4455 | Vodafone | Tamil Nadu | GBT
IN-1110062 | Karkathi | 10.978 | 79.6149 | MRS.M.SARASVATHI W/O MAHALINGAM,KARKATHI,MANTHEI PO,NANNILAM TK,THIRUVARUR DT,-612203 MOB: NO:9842929319 | KAKTI1 | Airtel | Tamil Nadu | GBT
IN-1083706 | Kothangudi (MYL) | 11.008 | 79.5877 | Mr.K.Muthukrishnan, No:1, Kalaimman Koil Street, Komal Post , Mayladuthurai Taluk, Nagapattinam - 612203,9442724533 | 5721 | Vodafone | Tamil Nadu | GBT
IN-1083653 | Neermulai | 10.58 | 79.7214 | MR.K.Manmathan, s/o Kalyanam, 1/136, main road, neermoolai(po), therkupoigainallur(tk), nagapatnam-dist-641711. ph-04369-230588. | 5768 | Vodafone | Tamil Nadu | GBT
IN-1083080 | Mathirivelore | 11.2965 | 79.665 | MR.RAMALINGAM,S/O SUNDARAM,MADIRAVELUR VILL,SEERGAZMI T.K ,NAGAI DT,PH 04364-2064443 | 5466 | Vodafone | Tamil Nadu | GBT
IN-1083416 | Puduvettakudi | 11.2616 | 79.0825 | Mr.S.Jayaraman s/o Challamuthu,Puduvettakudi Village&post,Kunnam taluk,Perambalur D.t,Ph:9786192422/9786782387. | 5593 | Vodafone | Tamil Nadu | GBT
IN-1122826 | Pulavankadu | 10.572 | 79.2692 | S.SANMUGAM,S/O,SUBBAIYAN,RICEMILLMAINROAD,PULAVANKADU POST,ORATHANADU TALUK,TANJORE-614625..98658-04820 | PVNKD1 | Airtel | Tamil Nadu | GBT
IN-1123692 | Pillur | 10.9886 | 79.6414 | AGRAHARAM, PILLUR POST, | PILUR1 | Airtel | Tamil Nadu | GBT
IN-1096356 | Perumathur | 11.3408 | 79.0192 | No-1/144,Main Road,Perumathur post | PMTHR1 | Airtel | Tamil Nadu | GBT
IN-1125203 | Kaikalathur | 11.4798 | 78.8583 | KKTHR1A | KKTHR1 | Airtel | Tamil Nadu | GBT
IN-1083645 | Vettikadu | 10.572 | 79.1955 | MR.R.SELVAKUMAR, S/O RAMALINGAM, KRISHNAPURAM, VETTIKADU POST, ORATHANADU(TK), TANJORE-614902. PH-9786892859, 04372-248711. | 5764 | Vodafone | Tamil Nadu | GBT
IN-1112510 | Jamabavan Odai | 10.4129 | 79.5157 | Muthupettai Main Road,Pattukottai (T),Thanjavur | JMVND1 | Airtel | Tamil Nadu | GBT
IN-1096305 | Kovilur | 10.5922 | 79.2441 | No. 57A/3F, Kovilur, duvakottai Post,Orthadu Tk,Thanjavur | KOVIR1 | Airtel | Tamil Nadu | GBT
IN-1121332 | Silupanur | 11.3834 | 79.226 | Mr.C.Pooval , No:1/54, Siluppanur Post , Sendurai Taluk, Ariyalur - 621730 | 4467 | Vodafone | Tamil Nadu | GBT
IN-1122218 | Kallankurichi | 11.992 | 79.757 | P.SUBBAIASFNO-556/9A NADUSTREET KALLANKURICHI ARIYALUR-DT 9865227467 | 1235 | Vodafone | Tamil Nadu | GBT
IN-1083163 | Andipattikadu | 11.0161 | 79.1879 | MR.P.CHANDRAN, S/O PERIASAMY,PUGANGULI(PO), AMBAYUR(VL), ARIYALUR-DIST. PH-9787487255 | 5583 | Vodafone | Tamil Nadu | GBT
IN-1082275 | Nankur | 11.1765 | 79.7802 | Mrs.S.Sivabakkiyam,SF.No-140/1,Nangur Post,Sirkali Taluk, | NNGUR1 | Airtel | Tamil Nadu | GBT
IN-1109729 | Vettriyur | 10.9865 | 79.0923 | Mr.K.Rangasamy,S/o-Dhurayasamy,No-1/302,Mella street,Vathiyur post,Ariyalur taluk,Ariyalur district | VTHYR1 | Airtel | Tamil Nadu | GBT
IN-1109724 | Thirunagari | 11.2256 | 79.8002 | K.Sridhar,s/o:P.Krishnamoorthy.South St.,Thirunagiri(vill+po),Sirkali(tk),Naga | TNGRI1 | Airtel | Tamil Nadu | GBT
IN-1113861 | N.Puthur | 11.3878 | 78.8895 | P.Samydurai,no:4/18,N.Pudur(village),Veppanthattai(TK),PerambalurDT, | 1238 | Vodafone | Tamil Nadu | GBT
IN-1109763 | Kadambur | 11.0119 | 79.2284 | Mr.S.Elavarashan,S/o-Silvakrishan,No-1/144,North Street,Kadambur post,Udayarpalayam taluk,Ariyalur district | KDAMR1 | Airtel | Tamil Nadu | GBT
IN-1083633 | Thathamangalam | 10.9832 | 78.7203 | Mr.Palaniandipillai, C/o.Jayabal, Rice mill stop, north Thathamangalam, Manachanallur Via, Trichy Dt, 0431-2655224, 98436-65946 | 5800 | Vodafone | Tamil Nadu | GBT
IN-1061912 | Thuraiyur (A) | 11.1397 | 78.5916 | Cauvery Super Market Building, Tyagi Singaravelar Street, Thuraiyur | TRYR1 | Airtel | Tamil Nadu | RT Tower
IN-1097510 | Sillathur | 10.5511 | 79.2113 | No-71,Yadava street,sillathur post, | SILLA1 | Airtel | Tamil Nadu | GBT
IN-1125154 | Udhayanatham | 11.1529 | 79.4036 | Mr.P.Valmoorthy,SurveyNo:141/1B2,SituatedAt2/171,MainRoad | UDYTM1 | Airtel | Tamil Nadu | GBT
IN-1113556 | Annimangalam | 10.9294 | 79.0697 | Annimangalam | ANNIM1 | Airtel | Tamil Nadu | GBT
IN-1114049 | Venkatachalapuram | 11.1516 | 78.3121 | S.VIJAYALAKSHMISFNO-330/7DHAMODARANRICEMILLVENGADACHALAPURAMTHURAIYURTKTRICHY(DT)9443353499 | 1272 | Vodafone | Tamil Nadu | GBT
IN-1082574 | Ngpm Yadhava Street | 10.7611 | 79.8457 | Mr.S.A.M.Amanulla, 47, Block no:21, Nethaji road, Nagapattinam Town, Nagapattinam DT, 98656-78193 | 5374 | Vodafone | Tamil Nadu | RT Tower
IN-1083434 | Thiruvaikavur | 10.9953 | 79.2874 | MR.SARGURUNATHAN, THIRUVAIGAVUR KEELETHERU, THIRUVAIGAVUR(PO),THIRUVAIGAVUR, PAPANASAM-612301 PH.9952615650 | 5606 | Vodafone | Tamil Nadu | GBT
IN-1122207 | Uchidamangalam | 11.1763 | 79.6262 | P.Govindarasu,S/o,Pitchakara Padayachi,Uchidamangalam,Villiyanallur Post,Mayiladudurai Taluk,Nagapattinam-609204,Ph-93455-48851 | 4399 | Vodafone | Tamil Nadu | GBT
IN-1127720 | Perunchimunai | 10.5752 | 79.7699 | G.Vedarathinam,S/o,Govindasamy,Pillayar Koil Street,Pirinchimoolai,Vedaranyam Taluk,Nagapattinam-614712,Ph-93600-05038 | 4177 | Vodafone | Tamil Nadu | GBT
IN-1116173 | Kbm Idhaya College | 10.9498 | 79.3906 | V.Shanmugam, 3/36, Nadhar nagar, Kasthuri bai road, Near Idhaya college, Behind Railway station, Kumbakonam, 97904-26499 | 5159 | Vodafone | Tamil Nadu | RT Tower
IN-1111805 | Thungapuram | 11.2914 | 79.1059 | Thungapuram,KULMUR ROAD,ARIYALUR | TNGPM1 | Airtel | Tamil Nadu | GBT
IN-1129754 | Manaiyeoripatti | 10.7316 | 78.9177 | P.Pitchai Ammal,W/o,Ramasamy,Manaiyearipatti Village & Post,Sengipatti Via,Tanjore-613001,Ph-97513-15498 | 4204 | Vodafone | Tamil Nadu | GBT
IN-1120497 | Savalakaran | 10.685 | 79.4799 | MR.JAYABALAN, 1/34, SAVALAKARAN MAIN ROAD, SAVALAKARAN,MANNARGUDI (TK),R394TIRUVARUR(DT ),PHONE. 04367-321258 | 4938 | Vodafone | Tamil Nadu | GBT
IN-1124313 | Nakkambadi | 10.9895 | 79.5793 | V.M.Kamaludieen, S/O Mohameed Yusuf, No.4/53,J, Haijayar Str, Sri Kandhapuram | NKMDI1 | Airtel | Tamil Nadu | GBT
IN-1083107 | Alakudi | 11.3658 | 79.7705 | MR.SENTHIL,S/O SRINIVASAN,ALAKUDI VILL,SCERGAZMI T.K.,NAGAI DT,PH 9994795507 | 5465 | Vodafone | Tamil Nadu | GBT
IN-1113719 | Viragalur (V) | 10.9757 | 79.084 | S.ChinnaThambi,S/o,Somu Moopanar,Viragalur Main Road,Thirupayar Post,Thirumanur Via,Ariyalur Taluk & District-621715?Ph-97867-81579,99432-82841 | 4435 | Vodafone | Tamil Nadu | GBT
IN-1122829 | Ielupaiveduthi | 10.5329 | 79.1787 | Mr.R.Ravi S/O Rengasami Vill.-Illupaividuthy, Taluka-Orathadu,Dist.-Thanjavur,Ph:-04372-314970 | ILPDY1 | Airtel | Tamil Nadu | GBT
IN-1113518 | Nagakudaiyan | 10.478 | 79.7966 | NGKDN1A | NGKDN1 | Airtel | Tamil Nadu | GBT
IN-1250428 | Mathur (V) | 10.8792 | 79.1595 | 175 KAMAN KOVIL STREET MATHUR PO, | 1229 | Vodafone | Tamil Nadu | GBT
IN-1079316 | Athiyur - Nagai | 11.2592 | 79.7005 | Survey No:238/1B, situated at athiyur village | ATHIR1 | Airtel | Tamil Nadu | GBT
IN-1082966 | (Melapuliyur(East))Turipure | 11.2628 | 78.7987 | Mr.RamLingamS/OMr.RamgaSwami | MAPYR1 | Airtel | Tamil Nadu | GBT
IN-1106791 | Anganveduthi | 10.5412 | 79.1498 | Mr.Kuru Ramasamy S/O Kurusami Vill.-Anganviduthi, Taluka-Pudukkottai,Dist.-Thanjavur,Ph:-9788076541 | AGNVT1 | Airtel | Tamil Nadu | GBT
IN-1121661 | Tambikottai | 10.3883 | 79.4615 | Thiruthupoondi(Tk),Thiruvarur(Dist).Pin | THMKT1 | Airtel | Tamil Nadu | GBT
IN-1098575 | Idayar Street | 10.7722 | 79.6376 | M.Mohamad Bagrathin, S/O Mohamad Yusf, 37 Edi St(My Graphic) Thiruvarur-1. Ph:9443219960 | 172 | Vodafone | Tamil Nadu | RT Pole
IN-1113684 | Periyakurichi | 11.2921 | 79.2051 | M.Ramasamy , Periyakuruchi post , sendurai tk , Ariyalur District -621719 , | 1215 | Vodafone | Tamil Nadu | GBT
IN-1230919 | Viyalanmedu | 10.8041 | 78.5743 | NEAR ANNALAKSHMI RICE MILL | 5143 | Vodafone | Tamil Nadu | GBT
IN-1254836 | Suriyur | 10.6048 | 78.6298 | 268 SOORIYUR VIRALIMALAI VIA,HIGH | 4548 | Vodafone | Tamil Nadu | GBT
IN-1113147 | Thirukanapuram | 10.867 | 79.7051 | MRS.G.RAJESHWARI W/o.MR.R.UDAYA BASKER S.NO.320/2 SOUTH STREET, THIRUKANNAPURAM POST NAGAPATTINAM TALUK,NAGAPATTINAM DISTRICT-641 008 | TKNPM1 | Airtel | Tamil Nadu | GBT
IN-1127893 | Okkanadu Melaiyur | 10.6438 | 79.3175 | MR M.SANKAR,S/O MANIKANDAN MAZHAVARAYAR,NORTH STREET,OKKANADU(MALAIYUR)(PO),ORATHANADU(TK),TANJORE(DT)PIN-614625,PH-9751331055 | 3406 | Vodafone | Tamil Nadu | GBT
IN-1124172 | Elaikadambur | 11.2821 | 79.1868 | MR.U.SAMIDURAI, S/O ULAGANATHAN, ELAIKADAMBUR VILL, SENDHURAI TK, ARIYALUR DIST. PH-9443561192 | 4454 | Vodafone | Tamil Nadu | GBT
IN-1110097 | Varagur (V) | 11.2522 | 79.0409 | M.ANDHURAI,S/O.MUTHUSAMYNO1/218A,EASTSTREETVARAGUR(PO)PERAMBALUR(DT)9943198328 | 1222 | Vodafone | Tamil Nadu | GBT
IN-1121600 | Madhanathur | 11.0654 | 79.3618 | Madhathur,AriyalurDist | MADAN1 | Airtel | Tamil Nadu | GBT
IN-1121604 | Sathambadi | 11.025 | 79.285 | SATHAMBADI,UDAIYARPALAYAM,ARIYALUR | STMBD1 | Airtel | Tamil Nadu | GBT
IN-1112517 | Pudupalam | 11.3465 | 79.2467 | PUDUPALAM,ARIYALURTK&DT. | PUDLM1 | Airtel | Tamil Nadu | GBT
IN-1113677 | Sathanur - Perambalur | 11.1532 | 78.9756 | Mr. Muthamil Selvan, Mr. Kumar, S/o Mr. Kulandaivel udaiyar, Old No. 1/28, New No. 1/54, Perumal Koil St., Sathanur, Kunnam Tk., Perambalur Dt. M: 9345797268 | 4469 | Vodafone | Tamil Nadu | GBT
IN-1127928 | Kamaraj nagar (V) | 11.0658 | 79.0726 | R.Muthusamy,S/o,Ramasamy,Gounder Pannai,Keelapalur Post,Opp.Govt.Teacher Trainnig School,Ariyalur Taluk & District-621707,Ph-94452-52910,04329-247472 | 4118 | Vodafone | Tamil Nadu | GBT
IN-1244551 | Sholagampatti | 10.7918 | 78.8971 | Mr.K.Sathyamoorthy, S/O.M.Koneri Ayya, No;11/271, Nadu Street, Solagampatti Post, Thoogur Via., Tanjore Taluk & Dist-613 102. PhNo: 9345439350. | SHGPT1 | Airtel | Tamil Nadu | GBT
IN-1124214 | Kaiperambalur | 11.3637 | 79.0977 | A.SHANMUGAM, S/O.ARUMUGAM, NO.50VADAKKU STREET, KAI PERAMBALUR, VAYALUR(PO), KUNNAM(TK), PERAMBALUR(DT)-621118. PH.9443637021 | KPMBR1 | Airtel | Tamil Nadu | GBT
IN-1122205 | Karaikuruchi | 11.0763 | 79.3567 | KARAI KURICHI,T.PALUR ROAD | 4423 | Vodafone | Tamil Nadu | GBT
IN-1127703 | Arasur | 11.2693 | 79.7251 | R.Sambantham Pillai,S/o,Rathinam,3/182,Madappam Street,Erupur Vi9llage & Post,Sirgali Taluk,Nagapattinam-609108,Ph-04364-291273 | 4170 | Vodafone | Tamil Nadu | GBT
IN-1098582 | Nagai Main Road | 10.7738 | 79.8417 | Poombcar Lodge, Nagai Bus Stand. | 175 | Vodafone | Tamil Nadu | RT Pole
IN-1128005 | Hanumanthapuram | 11.3315 | 79.7401 | A.Thavasi,S/o,Arumugam,Ambedkar Street,Hanumanthapuram Post,Sirgali Taluk,Nagapattinam-609102,Ph-93671-92641 | 4172 | Vodafone | Tamil Nadu | GBT
IN-1123569 | Perunthottam | 11.1986 | 79.8278 | Mr.N.Govindaraju, Sf No: 253/12, Centre Street, Perunthottam, Sirkali Post, gapattim - 609 106, Ph-94429-29685 | 4400 | Vodafone | Tamil Nadu | GBT
IN-1111804 | Kurumbapalayam | 11.1857 | 78.9551 | KURUMPALAYAM,ALENTHUR,PERAMBALUR | KMBPM1 | Airtel | Tamil Nadu | GBT
IN-1127353 | Kelaiyur | 11.1242 | 79.745 | J.Tamilarasi,W/o,R.K.Jayaraman,5/86,Udayar Iruppu Street,Keelaiyur Post,Tharagampadi Taluk,Nagapattinam-609304,Ph-99433-82957 | 4347 | Vodafone | Tamil Nadu | GBT
IN-1083575 | Thepamviduthi | 10.4533 | 79.1863 | MR.G. THANGARASAN, S/O A.GOVINDAKONAR, 5F, NORTH STREET, THEPANVIDUTHY, VENKARAI POST, ORATHANADU TK, TANJORE-DIST. PH-9976708889 | 5683 | Vodafone | Tamil Nadu | GBT
IN-1110120 | Velanganni2 | 10.6821 | 79.8511 | Vinsant Joseph C/O Gracy Place Main Road Near Police Station Velakanni ,Velakanni(Tk).gapattim (Dist). 04365-264448. 9443212312. | 1318 | Vodafone | Tamil Nadu | RT Tower
IN-1098586 | Periyakadi Street | 10.8233 | 78.6982 | LKS Jewles, M.Gani, ParaiKadi St, Trichy. Ph:9976436062 | 155 | Vodafone | Tamil Nadu | RT Pole
IN-1118008 | Thiruchirapalli | 10.8209 | 78.6828 | Dr.D.Sivasubramaniyan M D,s/o Dhanushkodi,174/10,10th Cross,Thillai Nagar,Trichy.Ph:98424 54574. 93453 55455 | ITRI0016 | Idea | Tamil Nadu | RT Tower
IN-1123567 | Aminapath | 11.172 | 79.0889 | Mrs.Chinnapillai ammal, W/o.Muniyamuthu, SF No: 8/28A, Aminabath, Earukkaran patti, Ariyalur - 621 705, PH-9786879024(KALAIARASI), 9993406434(ANBALAGAN) | 4470 | Vodafone | Tamil Nadu | GBT
IN-1098584 | Old Karur Street | 10.8355 | 78.6942 | R.Rangaswamy, 6 RR Illam, Malachindamani, Old Karur RD, Trichy-1. Ph:9443191120 | 154 | Vodafone | Tamil Nadu | RT Pole
IN-1083421 | Nagamangalam (V) | 11.0739 | 79.1912 | MR.T.PAESIMUTHU, ANGAR,GAMANGALAM POST, ARIYALUR-DIST. PH.9786782355 | 5594 | Vodafone | Tamil Nadu | GBT
IN-1122234 | Panamangalam | 10.8933 | 78.7209 | Mrs.Amutha, W/o.Mr..MURALIDHARAN, 3/249.RENGA NAGAR,PALUR,MANNACHANALLUR (TK) TRICHY621216.CONTACT NO.98944-44237,0431-2592800 | 5141 | Vodafone | Tamil Nadu | GBT
IN-1121323 | Kelaveli | 11.1414 | 79.2817 | MRS.PALANIAMMAL,W/OSHANKAR,4/34,THERKUTHERU,KEELAVELZHIPO,UDAYARPALAYAMTK,ARIYALURDIST.PH-9994375868 | 4411 | Vodafone | Tamil Nadu | GBT
IN-1123708 | Servaikaranpatti | 10.3476 | 78.456 | O.NO.326,N.NO.360,SERVAIKARANPATTY | SRKPT1 | Airtel | Tamil Nadu | GBT
IN-1083636 | Sendurai | 11.2533 | 79.1732 | Dinakaran and Durairaj S/o John, Gnanavaram, North st, Sendurai village & post& Taluk, Ariyalur Dist - 621 714.. M : 9443988604. | 5762 | Vodafone | Tamil Nadu | GBT
IN-1113712 | Thirumangalam | 10.895 | 78.8074 | Mr.I.Mohamed Kasim, No:26, Mariamman Koil Street, Thirumangalam Post, Lalkudi Taluk, Trichy- 621703 | 4468 | Vodafone | Tamil Nadu | GBT
IN-1126804 | Amaiyandi | 10.3063 | 79.157 | K.Gopalakrishnan,S/o,Karupaiah Devar,Malligai Illam,Main Road,Ammapatti,Peravurani Taluk,Tanjore-614623 | 4186 | Vodafone | Tamil Nadu | GBT
IN-1131627 | Sanganthi | 10.4709 | 79.5752 | S.Balasubramanyam, S/O Sargu Devar, Poundadi Street, Main Road, Edaiyur Post, Thiruthuraipoondi Tk, Thiruvarur Dt.614702, Phone.04369-243348, Cell 93440-46936 | 5679 | Vodafone | Tamil Nadu | GBT
IN-1127943 | Soorakuzhi | 11.344 | 79.368 | A.KUPPUSAMY,S/0 ARUMUGAM,SURAKULAIANDIMADAM,ARILUR 601821.PH 9965326241 | 3353 | Vodafone | Tamil Nadu | GBT
IN-1110093 | Keerambur | 11.1667 | 78.6262 | MAHALINGAM KEERAMBUR(PO)? DURAIYUR(TK) TRICHY(DT)? 9443349868 | 5079 | Vodafone | Tamil Nadu | GBT
IN-1081277 | Meetupalayam | 10.576 | 79.6058 | Mr.Sreenivasan,Amman gar,Mettupalayam,Thiruthuraipoondi,Thiruvarur Dt.Ph-04369-232402 | 4861 | Vodafone | Tamil Nadu | GBT
IN-1123203 | Thoduvai | 11.27 | 79.8348 | R.Dhavamani,s/o: Ramaiyan,Thoduvai(vill),Koolaiyar(po),Sirkali(tk),Nagai-609113 Ph No-9751868469,9843063350,04364-320027 | TDVAI1 | Airtel | Tamil Nadu | GBT
IN-1124079 | Thirumangalakottai | 10.5865 | 79.3148 | Neduncheliyan S/O Thirumoorthy, Thirumangalakottai Village, Orathadu-Tk, Thanjavur-Dt.Ph:99433 25402 | TRMGK1 | Airtel | Tamil Nadu | GBT
IN-1098578 | Kullada Kulam | 10.7708 | 79.6346 | S.Pragash, S/O Singaravel, 2 Kuladan Kulam, Theikari, Thiruvarur. Ph:9840295840 | 174 | Vodafone | Tamil Nadu | RT Pole
IN-1121653 | Mullangudi | 11.1446 | 79.4776 | Mullangudi ,Kumbakom -Tk, Thanjavur-Dt | MULLA1 | Airtel | Tamil Nadu | GBT
IN-1244564 | Irumbuthalai | 10.8286 | 79.27 | G.Gayathri, S.No:551/12B, Mariyamman Koil Street, Saliyamangalam Via., irumputhalai Post, Papanasam Taluk, Tanjore Dist-613 504. | IRMHL1 | Airtel | Tamil Nadu | GBT
IN-1083205 | Thiruthagatheven | 10.1721 | 79.2316 | MR.M.ABDULLAH S/O MEERA SHAH VILL.-MANDHIRIDATTINAM | TRVTN1 | Airtel | Tamil Nadu | GBT
IN-1096280 | Veeramangudi | 10.9249 | 79.1534 | S.No.46/1A,Situated at Veeramangudi Village,Thiruvaiyar Taluk, Thanjavur District | VRMGD1 | Airtel | Tamil Nadu | GBT
IN-1092719 | Koovathur(South) | 11.1985 | 79.3778 | P.PAKKIYA SAMY,? NO.2/64.MAIN ROAD,? KOOVATHUR, THANDALAI(VIA),? VDAIYAR PALAYAM(TK),? ARIYALUR-621803.? PH.9788198994 | KVTHR1 | Airtel | Tamil Nadu | GBT
IN-1127900 | Seerkali Panamangalam | 11.2197 | 79.7225 | S.RANGANATHAN,S/OSHADASIVAM,26/15 PANAMANGALAM,SRIKALI TK AND POST,NAGAI.PH 9444161035,9965399206 | 4171 | Vodafone | Tamil Nadu | GBT
IN-1110174 | Neerpalani | 10.6287 | 78.671 | ANBU SERVIAMBUR PATTI 4 ROAD JUST OPP PSNL KEERANUR TO VIRALIMALAI VIA KULATHUR TK PUTHUKOTTAI DT CONTACT NO-99659-47689 L L MOBILE NO-94860-67197 | 1118 | Vodafone | Tamil Nadu | GBT
IN-1126420 | Vilanthalthilagar Nagar | 11.3307 | 79.3951 | SAKTHIVEL, VILANTI THILAGAR GAR, UDAYAR PALAYAM, ARIYALUR DT | VLNDI1 | Airtel | Tamil Nadu | GBT
IN-1121335 | Kamarasavalli | 10.9889 | 79.1978 | K.Maruthamuthu,S/o,Karumbayeram,nadu Street,Kamarasavalli village & post,Ariyalur-621715,Ph-98439-02832 | 4439 | Vodafone | Tamil Nadu | GBT
IN-1118812 | Maruvathoor | 11.1245 | 78.5717 | MR.D. Venugopal, S/o Duraisamy,S.NO.54/15A PERALI(SOUTH) VILLAGE, KUNNAM TALUK, PERUMBALUR SUB-DISTRICT, PERUMBALUR DISTRICT AND REG-DISTRICT - 621 708 9443915303 | MRTOR1 | Airtel | Tamil Nadu | GBT
IN-1111784 | Kannakapatti | 11.1067 | 78.7173 | KNNKT1A | KNNKT1 | Airtel | Tamil Nadu | GBT
IN-1129786 | Thiruvarur Road | 10.6174 | 79.5607 | MRS. K.VIJAYALAKSHMI,W/O KARUNANITHI,2/227 THIRUVARUR ROAD,KOTTUR,MANNARGUDI(TK),THIRUVARUR(DT),PIN-614708,PH-9952320994 | 4115 | Vodafone | Tamil Nadu | GBT
IN-1250423 | Pattavaram | 11.045 | 79.7627 | PATTAVARAM NALLUCHERI POST | PTTRM1 | Airtel | Tamil Nadu | GBT
IN-1127932 | Valamputhur | 10.7094 | 79.0204 | P.Kumarasamy,S/o,Palanivel Udayar,Mela Street,Valam Puthur Post,Vallam Via,Tanjore Taluk & District-613403,Ph-97872-01792 | 4091 | Vodafone | Tamil Nadu | GBT
IN-1122210 | Neduvasal | 10.3547 | 79.1333 | Mr,S.Arunachalam,D/NO,3/50 North street,Neduvasal,Alangkudi tk,pudukottai DT..622304 | 5084 | Vodafone | Tamil Nadu | GBT
IN-1126422 | Vadugarpatti | 10.9651 | 78.9396 | MRS.A.THERESAMMAL W/o.MR.AROKIASAMY,S.NO.94/1B MELA STREET, VADUGARPETTAI, LALGUDI TALUK, TRICHY DISTRICT - 621 651 PH :9943164339 | VRPTT1 | Airtel | Tamil Nadu | GBT
IN-1128014 | Punalvasal (V) | 10.3651 | 79.2346 | K.Rangasamy, Sf No: 415/6A, Keela Pulvasal East Post, Pattukottai Tk, Tanjore Dt - 614 803, 97102-96626 | 3441 | Vodafone | Tamil Nadu | GBT
IN-1084934 | Myl Thiruvalluvapuram | 11.1009 | 79.6354 | A.Kannan s/o Alagarsamy, No.80, Koranadu, Thiruvalluvapuram, Myladuthurai, Nagapatinam Dist - 609 002. M : 93621 37840. | 5373 | Vodafone | Tamil Nadu | GBT
IN-1113531 | Edayathi South | 10.3983 | 79.1653 | MR.R.RAMESH S/o.MR.RAJA BALAN, S.NO.238/10 SITUATED AT NO.104, PALLAR STREET, ETAIYATHI POST, TANJORE DISTRICT - 614 628 PH : 9943034942 | EDYTH1 | Airtel | Tamil Nadu | GBT
IN-1083471 | Arupathy | 11.1082 | 79.7145 | N.Shanmugam,no:1/107,Agraharam st,Arupathy (po),Myiladudurai (TK),Nagai DT:ph: | 5704 | Vodafone | Tamil Nadu | GBT
IN-1232787 | Thirukuvalai | 10.6309 | 79.7198 | Mrs.G.Meenakshi, W/o.Ganesan, SF No: 124/5A, South Street, Thirukuvalai Village, Nagapattinam DT , 93643-81504. | 5773 | Vodafone | Tamil Nadu | GBT
IN-1110094 | Keelavasthachavadi | 10.7547 | 79.1785 | B.Nalayini,W/o,T.Balasubramaniyam,1/121,Keelavasthasavadi Post,Melaiyur Via,Tanjore-614904,Ph-98435-72956 | 1317 | Vodafone | Tamil Nadu | GBT
IN-1232788 | Ayyanallur | 11.0733 | 79.4172 | Mrs. P.Mylammal W/O Perumal, S.F. No. 202/6, 38, Kaliyamman Koil Street, Iyyallu, Maharajapuram Post, Thiruvadaimaruthur Taluk, Tanjore-612503 Ph:9944046103, 0435-2453162 | 4426 | Vodafone | Tamil Nadu | GBT
IN-1232786 | Trichy road (Perambalur) | 11.1532 | 78.8515 | R.Kannan, S/o.Raju, SF No: 418/6, 418/7, 418/30 and 418/83, Naranamangalam Village, Kunnam TK, Perambalur DT - 621 109, 93614-14319 | 4311 | Vodafone | Tamil Nadu | GBT
IN-1134830 | Valikandapuram | 11.3203 | 78.9214 | Mrs.S.Thavamani, W/o.Srinivasan, SF No: 216/1, Mayanam road, Valikandapuram, Veppanthattai TK, Perambalur DT- 621 115, 94433-63265 | 2777 | Vodafone | Tamil Nadu | GBT
IN-1137778 | (Pilimisai)Sathanur | 11.16 | 78.9982 | MR.KANDASAMY, S/o.ARIYA PADAYACHI, S.F.NO.196/2B, EAST STREET, PILIMISAI POST, KUNNAM VIA, PERAMBALLUR - 621 713, PH:9943040127 | PLMSI1 | Airtel | Tamil Nadu | GBT
IN-1138902 | Athiyur | 11.3874 | 79.0855 | MR.P.SRINIVASAN S/o.PERIYASAMY, OLD S.NO.245/10 NEW S.NO.198/10A ATHIYUR VILLAGE, ATHIYUR POST, KUNNAM TALUK, PERUMBALUR DISTRICT - 621 108 PH :9381087031 | AHYUR1 | Airtel | Tamil Nadu | GBT
IN-1127710 | Periyaanakilipatti | 10.5868 | 78.2981 | A.Arulappan,S/o,A.Anthony,Periyaanakaraipatti Village & Post,Vaiyampatti Via,Manaparai Taluk,Trichy-621315,Ph-9740380369 | 4282 | Vodafone | Tamil Nadu | GBT
IN-1083139 | Senappanallur | 11.1389 | 78.5142 | M.RAJA,S/OMUTHUSAMY,NAGAMANAYAKANPATTI(PO),TURIYUR(TK),TRICHY(DT),9751904487,9751904486 | 5565 | Vodafone | Tamil Nadu | GBT
IN-1139328 | Meenaveli | 10.496 | 78.5168 | S.VENKATACHALA RAJ EX V.A.O,S/O SUBBU RAJA,MEENAVELI PO,ILUPPUR TK,PUDUKOTTAI-621308.PH-9626926062 | 7086 | Vodafone | Tamil Nadu | GBT
IN-1139137 | Pilakurichi | 11.2213 | 79.2522 | PALANISAMY, 100/2 NORTH STRRET,PILAKURICHI,SENTHURAI(tk),ARIYALUR-621806.PH:9787770078. | 7070 | Vodafone | Tamil Nadu | GBT
IN-1232790 | Kannathankudi West | 10.6426 | 79.2577 | Mr.D.Suresh, S/o,.Dharmaraj, SF No: 329/10, Kannathakudi West, Orathanadu TK, Tanjore DT - 614 625, 99764-12807 | 5952 | Vodafone | Tamil Nadu | GBT
IN-1134853 | Boothalur Police Station | 10.7932 | 78.9787 | Mr.K.Kumaresan, Mr.Selvakumar, Mr.Kalyanasundaram, SF No: 575/1B2, Thirukattupalli, Boothalur Post, Tajore TK, Tanjore DT, 99427-90999 | 2796 | Vodafone | Tamil Nadu | GBT
IN-1134849 | Selva Vinayagam Lane(Ponparappi ) | 11.2726 | 79.236 | Mrs.P.Latha, W/o.D.Panjacharam, SF No: 266/6A4, No:6/93, Samundiamman koil st, Ponparappai post, Sendhurai TK, Ariyalur - 621 710, 9751209325, 98655-52957 | 4112 | Vodafone | Tamil Nadu | GBT
IN-1233313 | Melamathur | 11.1926 | 79.0405 | Mr.V.Parasuram, S/o.vengitchalam, SF No: 156/6C, Melamathur, Kunnam TK, Perambalur DT - 621 708, 99434-94024 | 5464 | Vodafone | Tamil Nadu | GBT
IN-1110089 | Ariyavur | 10.7576 | 78.5832 | K.SUBBAIYAN 4155 EAST STREET ARIYAVUR [PO] TRICHY. CONTACT NO 9944345031. | 1254 | Vodafone | Tamil Nadu | GBT
IN-1134981 | Vilupurakuruchi | 10.9529 | 79.1365 | Mrs.A.Puspam, Mr.A.Murugan, Mr.A.Jayapal, Mr.Karuppiyan, SF No: 72/10, Vilupurakurichi post, Thirumanur Via, Ariyalur - 621 715, 99436-65595, 99438-82633 | 4425 | Vodafone | Tamil Nadu | GBT
IN-1233243 | Thanjavur 7G | 10.7728 | 79.1374 | Tanjore Co Co Shoroom | TNJ7G | Airtel | Tamil Nadu | GBT
IN-1129753 | Parithiyur | 10.8923 | 79.5212 | MR.S.SAMYNATHAN,S/O SUBRAMANI,4/46 NORTH STREET,PULIYANCHAREE,PARUTHIYUR(PO),KOTAVASAL(TK),THIRUVARUR(DT),PIN-624604,PH-9442467492,9245074093 | 4178 | Vodafone | Tamil Nadu | GBT
IN-1231860 | Arangoor (V) | 11.0156 | 78.3576 | VELAYUTHAM,S/O SUBRAMANIAM,KILANJANATHAM,ARANGOOR(P.O),THOTTIYAM(T.K),TRICHY(DIST),PH.NO:9965740290 | 7113 | Vodafone | Tamil Nadu | GBT
IN-1083468 | Aniyapur | 10.666 | 78.3302 | C.SOKALINGAM,S/O,CHINNASWAMY,ANIYAPUR(PO),MANNAPARAI(TK),TRICHY(DT) PIN-621307,PHONE-04332-275290 | 5747 | Vodafone | Tamil Nadu | GBT
IN-1129782 | Krishnan Street | 10.4604 | 79.8404 | K.Desika Vinayakam,Alagu Gounder Street,Palathadi Road,Pushpavanam Post,Nagapattinam-614809,Ph-94437-15900,04369-450900 | 4123 | Vodafone | Tamil Nadu | GBT
IN-1127719 | Thethakudi(North) | 10.4329 | 79.8147 | M.Chinnadurai,S/o,Manikandan,Ammagounderkadu,Thethakudi North,Vedaranyam Taluk & Post,Nagapattinam-614809,Ph-94860-43428,04369-355944 | 4117 | Vodafone | Tamil Nadu | GBT
IN-1127783 | Mangapatti Pudur | 11.3902 | 78.4972 | R.Perumal,s/o Ramasamy,S.No.81/8A,Mangapattipudur village and post,Thuraiyur Tk,Trichy 621012.Ph:94430 34750 | MGPPR1 | Airtel | Tamil Nadu | GBT
IN-1134980 | T.Salai | 11.0763 | 79.8115 | Mr.P.MURUGESAN,S/O PONNU SAMY,T.SALAI,THIRUKADAYUR,THIRUMAIGNAM(PO) THARANGAMPADI (TLK) NAGAPATTNAM DIST,CELL:9943070394 | 4419 | Vodafone | Tamil Nadu | GBT
IN-1236629 | Tirumullaivasl Main Road | 11.2445 | 79.8366 | Mr.K.Krishnamoorthy, SF No: 393/4, Thirumulaivasal village, Seerkali TK, Nagapattinam DT - 609 113, 9488004579, 04364-264481 | 4135 | Vodafone | Tamil Nadu | GBT
IN-1082655 | Aayankudipallam | 11.3073 | 79.7197 | MR.RASENDRAN,S/O POOVAN,AAYANKVDI PALLAM,SEERGAZI T.K,NAGAI DT,PH 9965898892 | 5473 | Vodafone | Tamil Nadu | GBT
IN-1139275 | Navalur | 11.2688 | 78.7727 | P.VASU DEVAN,S/O PERUMAL,NAVALUR,MELAPU;LIYUR PO,PERAMBALUR TK,PERAMBALUR DT-621101.PH-9367688357 | 7059 | Vodafone | Tamil Nadu | GBT
IN-1138713 | Singatha Kurichi | 10.6756 | 78.6888 | P.SAKTHIVEL, W/O.K.PITCHAI,SINGATHA KURICHI,AVOOR PO,KULATHUR TK,PUDHU KOTTAI DT-622515.PH-9976304828,9943894426 | 7004 | Vodafone | Tamil Nadu | GBT
IN-1139313 | Pathalapettai | 10.8048 | 78.8492 | S.Thangavel, S/o.Saminathan, SF No: 64/2E, Pathalapet village, Thiruverambur via, Trichy TK, Trichy-620 013, 99434-47618 | 7097 | Vodafone | Tamil Nadu | GBT
IN-1231865 | Chitathikadu | 10.257 | 79.1569 | MR.K.NADIMUTHU,S/O S.KAILASAM,JAYALAXMI VILAS,RICE MILLS,CHITATHIKADU PO,PINNAVASAL PO,PERAVURANI TK,TANJORE-614704.PH-9443634673,04373-242478 | 7133 | Vodafone | Tamil Nadu | GBT
IN-1134838 | Mudi.Thirucham Palli | 11.112 | 79.745 | Mr.Govindarajan, S/O. Kunjithapatham, Sf No: 153/146, No: 4/86, Mela Street, Mudi Thiruchampatti Post, Tharangampadi Tk, gapattim - 609 309, 97860-48395 | 2924 | Vodafone | Tamil Nadu | GBT
IN-1236626 | Parasaloor | 11.0898 | 79.7246 | Mr.C.Panneer selvam, SF No: 474/27, Parasaloor village, Tharangampadi TK, Nagapattinam DT - 609 309, 99940-19043, 97514-86813 | 1233 | Vodafone | Tamil Nadu | GBT
IN-1082776 | Ayemoor | 10.5479 | 79.7233 | Mr. Umamaheshwaran, 2/104, mela st, aymoor, nagapattinam dist | 5672 | Vodafone | Tamil Nadu | GBT
IN-1233224 | Periya Sithoor | 11.3197 | 78.5972 | M.VADAMALAI,NO 1/83,PERIYA SITHOOR,PUDUR(PO),UPPLIAPURAM,THURAIYUR(TK),TRICHY(DT),PIN-621011,PH-9786587051,9789242544. | 7283 | Vodafone | Tamil Nadu | GBT
IN-1123990 | Pudur (V) | 10.6524 | 79.6377 | V.DHAMOTHARAN,S/O VADIVEL RAYAR,PUDUR,THIRUNELLIKAVAL POST,PANGAL 4 ROAD,THIRUVARUR ,PHONE.9842754384 | 5904 | Vodafone | Tamil Nadu | GBT
IN-1134866 | Karkudhi | 10.8835 | 79.1152 | S.VARNABASS,S/O.SAMI KANNU,R.V.S.ROSE MAHAL,KARUKUDHI MAIN ROAD,THIRUVAYAR,TANJORE,PH.NO:+91-9443662619 | 4269 | Vodafone | Tamil Nadu | GBT
IN-1139263 | Ayyarmalai | 11.3404 | 78.7135 | P.Selvakumar, S/o. Ponnusamy reddiar, SF No: 222/2B, Thondamandurai village, veeppanthattai TK, Perambalur Dt - 621 103, 94432-41969 | 7051 | Vodafone | Tamil Nadu | GBT
IN-1098579 | Kumaran Nagar | 10.8146 | 78.6708 | S.Karthikayan, 71 Ramalinga Nagar, South extension Vailure RD, Kumaran Nagar, Trichy-17. Ph:9865266536 | 158 | Vodafone | Tamil Nadu | RT Pole
IN-1126145 | Umayalpuram | 10.9463 | 79.2827 | MR.P.KALAI SELVAM, S/O,S.PAKKIRISAMY, MAIN RD, UMMAYALPURAM, PAPANASAM TK, TANJORE DT, 614208. PH:9791571448. LANDMARK:BUSSTOP (150m TOWARDS EAST) | UMPRM1 | Airtel | Tamil Nadu | GBT
IN-1134846 | Manakudi | 10.5784 | 79.7473 | Mr.P.Vaithilingam, S/o.Pakkiri, Old SF no: 111/7, New survey no: 111/7A, Manakudi Village and post, Thirukkuvalai TK, Nagapattinam DT-641 712, | 4101 | Vodafone | Tamil Nadu | GBT
IN-1139126 | Thondamandhurai (East) | 11.3592 | 78.7563 | SAROJA,NADU STREET, THONDAMANDHURAI, VEPANTHATTAI(tk), PERAMBALUR-621103.PH:9443241969. | 7027 | Vodafone | Tamil Nadu | GBT
IN-1128055 | Nalladai | 11.0124 | 79.7402 | MRS.MEENACHI,W/O.DEENADHAYALAN,MUDHALIYAR ST,NALLADAI,THARANGAMPATTI TK,NAGAI.97887-76423 | 5732 | Vodafone | Tamil Nadu | GBT
IN-1235062 | Vembukkudi | 11.1556 | 79.4478 | Mrs.C.Pattu, W/o.Chandragasan, SF No: 178/3, Vembukudi village, udaiyarpalayam TK, Ariyalur DT - 612 901, 9715718048 | 7101 | Vodafone | Tamil Nadu | GBT
IN-1233324 | Thayanur | 10.786 | 78.6004 | Mr.P.Annavi, S/o.Periannan, SF No: 173/1A, Pudhu street, Pallakadu kaikatti, Thayanur via, Srirangam TK, Trichy - 639103, 99435-95245 | 7510 | Vodafone | Tamil Nadu | GBT
IN-1231903 | Sithamoor | 10.604 | 79.6956 | MR.SIVA VADIVEL,S/O SOMA SUNDHARAM,NORTH STREET,SITHAMOOR PO,PONNIRAI VIA,THIRUKUVALAI TK,NAGAPATTINAM-610203.PH-9842447845,04366-247734 | 7194 | Vodafone | Tamil Nadu | GBT
IN-1233518 | Pillapalayam | 11.1805 | 78.4175 | ARANGARASAN,S/O NARAYANASAMY,PILLAPALAYAM(P.O),MUSIRI(T.K),TRICHY-621210,PH.NO:9442829066 | 7108 | Vodafone | Tamil Nadu | GBT
IN-1134868 | T.T.P. Road | 10.6612 | 79.4702 | V.GOVINDARAJ,SRI SHAKTHI MODERN RICE MILL,3/463,T.T.P.ROAD,MANNARGUDI-614001,TIRUVARUR(DISTRICT),PH.NO:+91-9443732534 | 4288 | Vodafone | Tamil Nadu | GBT
IN-1131358 | Marundhampalayam | 11.1077 | 79.8416 | MR.P.GOVINDAN, S/O PAKKIRI, THERKU THERU, MARUDAMPALAYAM, THARANGAMBADI TK, NAGAPATTINAM DIST. PH-9943806374 | 4397 | Vodafone | Tamil Nadu | GBT
IN-1134863 | Thillaistanam | 10.8768 | 79.0882 | SUNDARA RAJ,S/O.SAMIAYYA,UPPUKARA METHU STREET,THILAISTANAM(P.0),THIRUVAYAR(T.K),TANJORE(D.T),PH.NO:+91-9443549434 | 4232 | Vodafone | Tamil Nadu | GBT
IN-1237447 | Myl Ariyalur | 11.0564 | 79.6498 | A.S.Shajahan, S/o.Ameer Sulthan, Old survey no: 14, New survey no: 14/1, Kayathemillath nagar, Elanthankudi, Myladuthurai TK, Nagapattinam DT-609404, 98434-85567 | 5731 | Vodafone | Tamil Nadu | GBT
IN-1124171 | Keeranur Hw | 10.9988 | 79.6602 | MR.Ravichandran, Near Bus stand, nannilam TK, Keeranur, Thiruvarur DT, ( Myladuthurai to Thiruvarur main road ) PHONE.04366233674, 9750410126 | 4624 | Vodafone | Tamil Nadu | GBT
IN-1231870 | Kandamangalam | 10.6365 | 79.5315 | G.RAMA KRISHNAN#2/467,KANDAMANGALAM ROAD,ADHICHA PURAM PO,MANNARGUDI TK,THIRUVARUR -614717.PH-9865017523,04367293261 | 7204 | Vodafone | Tamil Nadu | GBT
IN-1134874 | Konniyampatti | 11.2164 | 79.8378 | K.Narayanasamy, S/o.Kunjan, SF No: 286/3B and 286/4, New survey no: 286/3B2, 286/4B, Konniyampattinam Village, Thennampattinam Group, Sirkali TK, Nagai DT-609101, 04364-272100 | 2909 | Vodafone | Tamil Nadu | GBT
IN-1231917 | Thamarakottai South | 10.3577 | 79.423 | MR.VEERA BATHRAN(RETD TEACHER),KARICHAN KADU,MANJALVAYAL PO,THAMARA KOTTAI PO,PATTUKOTTAI TK,TANJORE-614613.PH-04373-201747,9842778123,9865371280 | 7224 | Vodafone | Tamil Nadu | GBT
IN-1133488 | Cholamadevi | 11.1314 | 79.4191 | K.Thillainatarajan @Vinothkumar,S/o Kanagasundaravadivelu, 301 Vellalar street, Kodalikarupur Village, & PO, Udayarpalayam,(TK), Ariyalur(DT)-612902, PH:04331 260387 | CLMDV1 | Airtel | Tamil Nadu | GBT
IN-1139129 | Adhanur North | 11.1864 | 78.9989 | MR.VENGATACHALAM,S/O PERIYASAMY,ADHANUR PO,KUNNAM TK,PERAMBALUR DT-621708.PH-9787301318 | 7030 | Vodafone | Tamil Nadu | GBT
IN-1126144 | Ganapathi Agraharam | 10.9184 | 79.1882 | R.Shankar,S/O R.Ramamurthy,Survey No,340/4A,4B,Main Road,Gapathy Agraharam,Pappasam Tk,Thanjavur Dt.614202.Ph: 99433 13131 | GNAGM1 | Airtel | Tamil Nadu | GBT
IN-1235047 | Pannikudi | 11.1391 | 79.5551 | R.Rajamanickam, S/o.Mr.Ramasamy, SF No: 48/4, Vadaku theru, Pannikudi, Thirumangai Cheri, Tanjore DT-609807, 0435-2400895, 94435-24347 | 7110 | Vodafone | Tamil Nadu | GBT
IN-1139320 | Arungal | 11.0167 | 79.1125 | SUBRAMANIYAM, 38 A KEELA STREET, ARUNGAL ARIYALUR-621707 09443529938 | 7077 | Vodafone | Tamil Nadu | GBT
IN-1238301 | Murungai | 11.0458 | 78.2699 | K.Muthusamy, S/o.Kandhasamy, SF No: 418/1B, Bharathi puram, Udaiyalampudur Post, Thottiyam TK, Trichy Dt-621215, 97887-91185 | 5555 | Vodafone | Tamil Nadu | GBT
IN-1082668 | Therkupoigainallur (V) | 10.6981 | 79.8439 | MR.C.SHANMUGAM, S/O CHELLAKUTTI,KELATHERU, THERJUPOIGAJNALLUR, VELANGANI-611111. PH-9751141901 | 5772 | Vodafone | Tamil Nadu | GBT
IN-1134850 | Vellapallam | 10.5226 | 79.8453 | Mr.R.Mariappan, S/o.Mr.Rathina Gounder, SF No: 172/15, Vellapallam, Vetharanyam TK, Nagapattinam - 611 112, 99436-68723 | 4124 | Vodafone | Tamil Nadu | GBT
IN-1139128 | Odium | 11.2136 | 78.9926 | PARAMASIVAM,S/O THANGAVEL,ODHIUM PO,KUNNAM TK,PERAMBALUR DT-621708.PH-9943842048 | 7029 | Vodafone | Tamil Nadu | GBT
IN-1139136 | Asur | 11.2591 | 78.9999 | SELVARAJ, 2/442 PERUMAL KOVIL STREET,ASUR, KUNNAM(TK), PERAMBALUR-621103. PH:9443746461. | 7038 | Vodafone | Tamil Nadu | GBT
IN-1139140 | Endapuli | 10.437 | 78.3295 | Mr.D.Palaniappan, S/o.Durairaj, Mr.D.Loganathan, Mr.D.Radhakrishnan, Mr.D.Ravichandran, SF No: 141/2, Endapuli village and post, Puthanatham, Manaparai TK, Trichy DT-621 310, 94863-80565, 9829459960 | 7040 | Vodafone | Tamil Nadu | GBT
IN-1126142 | Kovandakuruchi | 10.4699 | 77.4701 | A.Vincent,s/o Antonysamy,Survey No.430/4, North street,Kovandankurichi Po,Pullambadi Via,Lalkudi Tk,Trichy Dt.Ph:99408 94259 | KVDKC1 | Airtel | Tamil Nadu | GBT
IN-1266763 | Panjangur | 10.5867 | 78.3723 | S.NO:130/1K, KARATUPATTI PALAYADIPPATTI POST, MANJAMPARAI TALUK, TRICHY DIST-621 301. | PNJGR1 | Airtel | Tamil Nadu | GBT
IN-1111807 | Rayampuram | 11.2189 | 79.158 | R.Rajagopal, S/o.Mr.Ramalingam, SF No: 190/28-A. 190/28-B, No:15, north street, rayampuram village, rayampuram post, Ariyalur tk, Ariyalur dt - 621718, ,94439-04677 | RAYAM1 | Airtel | Tamil Nadu | GBT
IN-1126141 | Manthurai | 10.8746 | 78.7864 | MR.S.EAKAMBARAM PILLAI, S/O,SAMINATHA PILLAI, N.S.MAHAL, ARIYALUR MAIN RD, SITUATED AT:44, VELLALAR ST, NERUNJELAKUDI VILL, MANTHURAI PO, LALGUDI TK, TRICHY DT. 621703, PH:04312542886. LANDMARK: N.S.M | MNTRI1 | Airtel | Tamil Nadu | GBT
IN-1113718 | Peelvadi | 11.2707 | 78.9566 | KUM(TK),PERAMBALUR | 4466 | Vodafone | Tamil Nadu | GBT
IN-1082708 | Madhanam | 11.2967 | 79.7619 | VADAPATHI STREET, MADHANAM POST, | MHNAM1 | Airtel | Tamil Nadu | GBT
IN-1235057 | Thiruchittrambalam | 11.1671 | 79.5428 | B.Santhi, W/o.Balakrishnan, SF No: 297/22, Thiruchitrambalam village and post, Thirumeniyarkoil via, Mayiladuthurai TK, nagapattinam DT - 609204, 94438-51379 | 7106 | Vodafone | Tamil Nadu | GBT
IN-1266764 | Ammapettai TRY | 10.726 | 78.5604 | S.NO:169/2, NO:169/2, MELA AMMAPETTAI, NEAR J.J. COLLEGE OPP., POOLANKOLUTHAPTTY POST, SRIRANGAM TALUK, TRICHY DIST-620009. | AMMPT1 | Airtel | Tamil Nadu | GBT
IN-1106746 | Meenambalur | 10.5404 | 79.5764 | Mr.B.Govindaraj, Survey no:504/4, Situated at meenambanallur, Maruthavanam Post, mannargudi Taluk, Thiruvarur District - 614710, Ph:9943178853 | MNBLR1 | Airtel | Tamil Nadu | GBT
IN-1239362 | Thalai Nayeru | 10.4926 | 79.7805 | T.Mathiyalagan, S/o.Thakshinamoorthy, SF No: 78/2, Avarikadu village, kariyapattinam via, Vedaranyam Tk, Nagapattinam Dt, 98433-45423, 04369-294613 | 7225 | Vodafone | Tamil Nadu | GBT
IN-1240781 | Thathayangarpet (V1) | 11.1245 | 78.447 | P.Chandra, W/o.G.Krishnamoorthy, Old survey no: 50/1, new survey noL 50/33, Anna nagar, ward no:14, vadugar street-6, Thathayangarpettai, musiri tk, Trichy Dt-621214,9944889897 | 7362 | Vodafone | Tamil Nadu | GBT
IN-1240110 | Vepanthattai North | 11.3284 | 78.7923 | K.PALANIYANDI, S/O KOUNDACHI,NO.358/5,ANNAMANGALAM vILL)&(PO),VEPPANTHATTAI (TK), PERAMBALUR(DT) | 7358 | Vodafone | Tamil Nadu | GBT
IN-1098596 | East Rampark | 10.7888 | 79.1394 | Thulasi, 1002 South EastRam Park, Opp to Old bus Stand, Tanjore. Ph:9443448646 | 161 | Vodafone | Tamil Nadu | RT Pole
IN-1083133 | Palayapalayam | 11.3026 | 79.7938 | T.Selvaraj,No.185/1,Situated at Palayapalayam Post | PYPYM1 | Airtel | Tamil Nadu | GBT
IN-1240369 | Ayyampalayam | 10.934 | 78.7017 | Mrs.P.Rajammmal, W/o.Poonan, SF No:241/1B, ayyampalayam village, manachanallur tk, trichy-621005, 98436-03693 | AYAPM1 | Airtel | Tamil Nadu | GBT
IN-1241842 | Sevalpatti | 10.3683 | 78.349 | J.Thilagam, W/o.Jaganathan, SF No: 328/9A, Sevalapatti main road, Thurvarankurichi post, Mannaparai tk, Trichy DT-621314, 90954-71012 | SEVLP1 | Airtel | Tamil Nadu | GBT
IN-1239320 | Alagiyamanavalam | 10.9583 | 79.2033 | A.Manivel,s/o Appadurai,North street,Alagiamanavalam village & Post,Thirumanur via,Ariyalur Tk & Dt.Pin: 621715.Ph: 98656 99657 | ALGVM1 | Airtel | Tamil Nadu | GBT
IN-1240494 | T.Renganathapuram | 11.2031 | 78.5986 | R.Srinivasan, S/o.Raju reddiyar, SF No:462/1A, T,Renganathapura village and post, Thuraiyur tk, Trichy DT-621002, 04327-259584, 9840242549 | 7360 | Vodafone | Tamil Nadu | GBT
IN-1241685 | Kolakanatham | 11.1192 | 78.9498 | Mr.K.tarajan, S/o.Kuppachi gounder, SF No: 447/9A-1, Situated near by 207/2, M.R.gar, Kolakkatham post, kunm tk, perambalur DT-621106 | KKNTM1 | Airtel | Tamil Nadu | GBT
IN-1243594 | Kallakudi (A) | 11.0316 | 79.1246 | Mr.R.Krishnan, S.No:23/3, No:790, Kallakudi Village, Karupilakattalai Taluk, Ariyalur Dist-621 704, 9751986226 | KLUGD1 | Airtel | Tamil Nadu | GBT
IN-1241732 | Kapanamangalam | 10.8324 | 79.5432 | A.SAGAYARAJ -S.P.J Thomas,Uppukadaitherru, Main Road, Kapanamangalam, Kodavasal(T.K),ThiruvarurDt.-612603.P9443738801 | KPNMG1 | Airtel | Tamil Nadu | GBT
IN-1241730 | Arunthavapuram | 10.7585 | 79.3111 | Thanikkachalam, S/o SivasubramaniyaThevar,1/54, South Street, Kokeri(via),ThanjavurDt.-614402.Ph:9486471076. | ANTVP1 | Airtel | Tamil Nadu | GBT
IN-1241237 | River Side Resort | 10.9724 | 79.3852 | Abdul Zabar, Manager, No: 32, 33 College road, Kumbakonam - www.pghotelriverside.com - phone no: 04352443666, 9600002474 | KUMBM1 | Airtel | Tamil Nadu | RT Pole
IN-1111801 | Pasungalur | 11.4292 | 78.89 | D.Gurusamy,s/o Duraisamy,61/3, SF NO.16/1,Post office road,Psumbalur Vill & Po,Veppanthattai Tk,Perambalur Dt.Ph:96264 43843 | PSBLR1 | Airtel | Tamil Nadu | GBT
IN-1244864 | Rec-1 | 10.7712 | 78.812 | Mrs.C .Shanthithilagam,w/o V.S.Chithambaranathan,No : 37,8th cross,VOC Street,Thuvakudimalai,Trichy-620022.Ph: 98426 53678.0431-2551181. | TRY133 | Airtel | Tamil Nadu | GBT
IN-1113576 | Ayanathathanur | 11.336 | 79.187 | AYANA1A | AYANA1 | Airtel | Tamil Nadu | GBT
IN-1239321 | Koviladi | 10.8412 | 78.8843 | Mr.R.Panneerselvam, S/o.Rengarasu, SF No: 451/2, I/2, New survey no: 451 I/11, Mela street, koviladi post, Thiruvaiyaru TK, Thanjavur DT-613105, 9488334531 | KVDAI1 | Airtel | Tamil Nadu | GBT
IN-1244865 | Rec-2 | 10.7645 | 78.8248 | Mr.P.Balraj,s/o Pitchaimuthu,5/1180,Periyar nagar,Etchangadu,Valavandhankottai,(po),Trichy-15.Ph: 97892 73543,98946 94982 | TRY142 | Airtel | Tamil Nadu | RT Tower
IN-1246250 | Thiruvalluvar Nagar | 10.9697 | 79.3926 | K.A.Jothi, S/o.Mr.Krishna moorthy, SF No:48/5, plot no:47, swetha nagar, Thiruvalluvar nagar extension, Dr.Moorthy road, kumbakonam, Tanjore DT-612001, 9994660949 | KUMB26 | Airtel | Tamil Nadu | RT Tower
IN-1241727 | Valuthur | 10.9057 | 79.2064 | Mohamed Ismail, Nooriyar St, Main Road, Valuthur (po), Papanasam (tk), Thanjavur (dt) - 614 210. Ph : 04374 - 241056 | VLUTR1 | Airtel | Tamil Nadu | GBT
IN-1246366 | Arasalur Rd | 10.9515 | 79.3735 | T.R.Jeyachandran, S/o.T.K.Raja gopalan, TS no:1002, sri raghavendra sil sarees, no:74/45, Amman kovil street, Arasalur road, kumbakonam tk Tanjore DT-612001, 99526-83637, 99947-08341 | KUMB29 | Airtel | Tamil Nadu | RT Tower
IN-1246251 | Melacauvery | 10.9716 | 79.368 | Haji. K.Ashraf Ali, S/o.S.A.Kadar mydeen, SF No:1815, 1833/2 & 1813/2, Abdul rahman complex, no:109, muslim main street, melacauvery, kumbakonam tk, Tanjore DT-612002, 94433-48786 | KUMB25 | Airtel | Tamil Nadu | RT Tower
IN-1246233 | Pillakara St | 10.7815 | 79.1424 | Mr.B.S.Govindarajan, S/o.Sriramulu naidu, No:919, pillukara street, Thanjavur-613001,9443114325 | TNJ48 | Airtel | Tamil Nadu | RT Tower
IN-1246725 | Iravangudi | 11.283 | 79.4267 | Mrs.N.Vimala, W/o.Nagarajan, S.F.No.160/3 No.1/40A,Eravangudi Village & Post, UdayarpalayamTaluk, Perambalur District.621803. | 7752 | Vodafone | Tamil Nadu | GBT
IN-1245758 | Siruganpur | 11.1623 | 78.9277 | Mrs.S.Logambal, W/o.Samipillai, SF No:30/10B, Sirukanpur village, siruvachur via, Kunnam tk, perambalur dt-621113, 9566597325, 04328-290171 | 7794 | Vodafone | Tamil Nadu | GBT
IN-1245271 | Annapanpettai | 10.8365 | 79.1968 | Mr.M.Sammandham, S/o.Murugaiyan, SF No: 428/5, Annppanpettai village and post, papanasam tk, Tanjore Dt-613003, 9751330321, 04374-345790 | 7724 | Vodafone | Tamil Nadu | GBT
IN-1245400 | Peikarabankottai | 10.5789 | 79.2892 | Mrs.R.Indirani, W/o.Ramalingam, SF No:74/5A, Peikarambankottai village and post, orathanadu tk, tanjore Dt-614626, 99433-24837 | 7736 | Vodafone | Tamil Nadu | GBT
IN-1245785 | Valayar | 11.0687 | 78.7782 | Mr.K.Bangarusamy, S/o.Krishnasamy, SF No:118/2, Vazhaiyur village, chettikulam via, manachanallur tk, trichy-621104, 9944957500, 0431-2909806 | 7797 | Vodafone | Tamil Nadu | GBT
IN-1245755 | Thenkarai | 10.7261 | 79.6096 | Mr.T.ChandraBose, S/o.R.Thangarasu, SF No:56/1, Thenkarai village, keelamanali post, mangudi via, Thiruvarur tk, Thiruvaruru DT-610103, 96006-27993 | 7786 | Vodafone | Tamil Nadu | GBT
IN-1245399 | Keela Thirupoonthuruchi | 10.8607 | 79.0886 | Mrs.S.Thamayandhi, W/o.Sathiyamoorthy, SF No: 250/7, keezha Thirupoonthurthi village and post, Thiruvaiyaru tk, Tanjore DT-613103, 9789428921 | 7733 | Vodafone | Tamil Nadu | GBT
IN-1246796 | Ammur | 10.9149 | 78.5491 | Mr.M.Sekar, S/o.Muthusamy,Old S.F.No.263/1, New S.F.No.382/13, No.6, Amoor Post, Musiri TK, Trichy District.621202.Ph.04326-275207,94433-02743. | 7842 | Vodafone | Tamil Nadu | GBT
IN-1246724 | Annigundam | 11.1338 | 79.3762 | Mr.P.R.Anbazhagan, S/o.Rethinasamy, S.F.No.392/6A,6B,& 6C, Anaikundam Main Road, Anaikundam Post, Udayarpalayam TK, ariyalur District.612902. | 7750 | Vodafone | Tamil Nadu | GBT
IN-1242493 | Tanjore06 | 10.7879 | 79.1338 | Mr.MEYAPPAN,SOUTH MAIN STREET,THANJAVUR. PH:9443339966. | TNJ06 | Airtel | Tamil Nadu | RT Tower
IN-1246834 | Kottapalayam | 11.257 | 78.4884 | Mr.R.Anbarasan S/o.Ramaraj,Old S.F.No.338/4C, New S.F.No.164/4C, No.2/96, Reddiyar Street, Kottapalayam,Thuraiyur TK, Trichy District.621003.Ph.04327-252320, | 7856 | Vodafone | Tamil Nadu | GBT
IN-1246795 | Thittai - Mayiladuthurai | 11.2275 | 79.7555 | Mr.A.Ponnambalam, S/o.Apparasu Chettiyar,Old S.F.No.130/11, New No.246/5, Kaliyamman Koil Street, Thittai Village & Post, Denpathi Via, Seerkali TK, Nagapattinam District.609111.Ph. | 7838 | Vodafone | Tamil Nadu | GBT
IN-1246787 | Vaduvor | 10.6963 | 79.3267 | Mrs.K.Manimegalai W/o.Kaliyaperumal, Mr.K.Gowthaman S/o.Kaliyaperumal, R.S.No.338/21, No.2/62C,Theradi Street, Vaduvur Post, Mannargudi TK, Thiruvarur District.614019. | 7788 | Vodafone | Tamil Nadu | GBT
IN-1250628 | Ponmalai Worshop | 10.7896 | 78.7221 | Main New Building of Railway workshop,Golden Rock,Trichy. | TRY158 | Airtel | Tamil Nadu | RT Pole
IN-1245754 | Kali | 11.1362 | 79.5795 | Mr.P.Sambandam, S/o.Pakkiri Nadar, Old S.F.No.511/A1, New 511A/23, No.3/153, Old Post Office Street, Kali Village & Post, Mayiladuthurai TK, Nagapattinam District.636303. | 7783 | Vodafone | Tamil Nadu | GBT
IN-1246235 | Burma Colony | 10.8066 | 78.7391 | Mr.R.Nagarajan, S/o.Rajadurai, S.F.No.201/1B, Risaparogini Enterprises, Indira Gandhi Nagar, 1st Street, North Kattur, Trichy Taluk, Trichy District.620019. | TRY149 | Airtel | Tamil Nadu | RT Tower
IN-1246799 | Athikadai | 10.7567 | 79.4982 | Mr.S.A.Sirajudeen S/o.Anvardeen & Mrs.S.H.Meheraj Nisha W/o.S.A.Sirajudeen, S.F.no.25/9, No.244, Noorullah Street, Balakudi, Thiruvidaivasal, Atthikadi, Thiruvarur District.613702. | 7846 | Vodafone | Tamil Nadu | GBT
IN-1246360 | Palkarai Main Road | 10.806 | 78.6944 | Mrs.S.Victoria, w/o A.Selvaraj, No.99A, Palakarai Main Road, Trichy-620001. | TRY150 | Airtel | Tamil Nadu | RT Tower
IN-1248410 | Mambalasalai | 10.8456 | 78.6987 | Mr.A.Ambalavanan S/o.Alagappan & A.Alagappan S/o.A.Ambalavanan,Ward No.2, Block No.42, T.S.No. 2019/2, VIP Towers, No.4/11, 1st Cross, Ganapathy Nagar South Extn,Mambala Salai, Trichy 620005. | TRY141 | Airtel | Tamil Nadu | RT Tower
IN-1246362 | Kelaputhur | 10.8039 | 78.7015 | T.Seetharaman, S/o.Thulasi konar, T.S.No:2311/part, Ward no:8, Block no:26, New TS No:84, Block no:36, Ward no:9, land near Aircel tower, Keelapudur, Palakkarai, Trichy-620001, | TRY152 | Airtel | Tamil Nadu | GBT
IN-1246800 | Koonancheeri | 10.9703 | 79.2983 | Mr.S.Baladhandapani, S/o.P.Swaminathan,S.F.No. 37/28, South Street, Koonanchery, Pullaboothangudi Post, Pappanasam TK, Tanjore District-612301. | 7848 | Vodafone | Tamil Nadu | GBT
IN-1246380 | Medical College Rd | 10.7721 | 79.1168 | Mr.M Jayakaran Pandiyan, S/o.Muthiah Pandiyan, S.F.No.201/10B1, No.119, Muthamil Nagar, Medical College Road, Tanjore-613001. | TNJ49 | Airtel | Tamil Nadu | GBT
IN-1246213 | Arul Nagar | 10.9739 | 79.3827 | S.R.Swaminathan, S/o.Mr.V.Rajan, SF no:48/2, plot no:57, palanisamy nagar, chennai road, melacavery post, kumbakonam tk, Tanjore DT-612002, 94423-91829 | KUMB27 | Airtel | Tamil Nadu | GBT
IN-1246361 | Yanaikatti | 10.8074 | 78.6881 | Mr.S.Ponkumar, S/o.Selladurai,Ward Np.1,Block No.50, T.S.No.399/24, 1610 New T.S.No.109/1, Ward J, Block No.9, No.49, Yanaikatti Ground, Beema Nagar, Trichy 620001. | TRY151 | Airtel | Tamil Nadu | GBT
IN-1245753 | Thiruneelakudi | 10.9854 | 79.486 | Mr.A.M.Govindaraj S/o.Mariyappa Devar, Mr.G.Mullaiventhan S/o.A.M.Govindaraj, Old S.F.No.160/23 & 106/24 New S.F.No.220/37 & 220/38, No.1/69, Amman Koil Street, Thiruneelakkudi, Thiruvidaimarudur TK, Tanjore District 612108. | 7778 | Vodafone | Tamil Nadu | GBT
IN-1246903 | Needamangalam2 | 10.7716 | 79.4144 | Mr.S.P.N.Abdul Gafoor, S/o.Natharsha Rowthar,R.S.No.22/13, No.96, NAG Complex, Mela Raja Veethi, Needamangalam Post Needamangalam TK, Thiruvarur District.614404.Ph.04367-260068, | NEEDA2 | Airtel | Tamil Nadu | RT Tower
IN-1247976 | Mannargudi2(National School) | 10.6665 | 79.4531 | Mr.J.Murali Shankar, S/o.R.Jayagopal, T.S.No.2992/1, 299/2/3 & 2993/1B, Ward No.1, Blcok No.51, Raja Vilas Jewellers, No.540, Big Kammal Street, Mannargudi Post, Mannargudi TK, Thiruvarur District 614001. | MGDI2 | Airtel | Tamil Nadu | RT Tower
IN-1249091 | Mahindramanglam | 10.9724 | 78.3485 | Mr.M.Raja, S/o.Mr.Mallan @ mallaiya, SF no:255, kavery nagar, Mahendramangalam village, srinivasanallur post, Thottiyam tk, Trichy-621209, | TTYM3 | Airtel | Tamil Nadu | GBT
IN-1246365 | Mothilal Street | 10.9604 | 79.3874 | Mrs.S.Ameena Begam, W/o.Shahul Hameed, T.S.No.830, Ward No.6, Block No.14, No.70, Halima Towers, Mothilal Street, Kumbakonam, Tanjore-1.. | KUMB24 | Airtel | Tamil Nadu | RT Tower
IN-1246807 | Kanchanoor | 11.0434 | 79.4923 | Mr.S.Ramamoorthy,S/o.Sundaresan, S.F.No.134/1 & 134/25, New S.F.No.205/20 &205/21 No.1/29, Mela Agraharam, Kanchanoor Village, Thiruvidaimaruthur TK< Tanjavore District.609204. Ph.96553-10316, | KNCHR1 | Airtel | Tamil Nadu | GBT
IN-1246898 | Subramaniapuram | 10.1772 | 79.1197 | Mrs.S.Aruna Devi, W/o.Saminathan, Old S.F.No.9/4A2B, New No.9/11, No.14, South Street, Kookanur Village, Subramaniyapuram Post, Aranthangi TK, Pudukottai District.614805. | SBPRM1 | Airtel | Tamil Nadu | GBT
IN-1246902 | Semangudi | 10.888 | 79.4552 | Mr.G.Muthukrishnan, S/o.S.Ganesha Vanniyar,S.F.No.460/4, No.4/69, New Street, 71-Semmangudi Village & Post, Kumbakonam TK, Tanjore District.612605. | SMNGD1 | Airtel | Tamil Nadu | GBT
IN-1246900 | Nadukadai | 10.8711 | 79.774 | Mr.A.Dhameemul Ansari, s/o Abdul Majeed, No.3/97, Pallivasal North Street, Parharam, Thittachery P.O., Nagapattinam Tal.,Dist.-609701. | NDKDI1 | Airtel | Tamil Nadu | GBT
IN-1246379 | Soofi Nagar | 10.9165 | 79.2331 | Mrs.R.Renuka, W/o.Ravichandran SF No:50/1, Situated at No:5/206, Soofi nagar, Pandaravadai post, Papanasam tk, Tanjore DT-614205, | PPSM4 | Airtel | Tamil Nadu | GBT
IN-1246206 | Tnj New Busstand | 10.757 | 79.1137 | Mr.N.Sivakumar, S/o.M.Natarajan, S.F.No.316/2, Plot No.19, No.6/A-19, Devan Nagar, Manicka Vasagar Street, Ezhil Nagar, Tanjore.613007. | TNJ46 | Airtel | Tamil Nadu | GBT
IN-1252035 | Bhargath Industries | 10.7332 | 78.8577 | M/s.Barakath Engineering Industries (P) limited, SF No:99/14, NH-67, Near Trichy-Tanjore check post, Devarayaneri, Trichy-620015, | TRYM18 | Airtel | Tamil Nadu | RT Pole
IN-1249987 | Balaji Nagar | 10.7974 | 78.7599 | Mrs.N.Malliga, W/o. Mr.R.Nagaraj, Plot no:1, 4th Cross, East street, Balaji nagar, Kattur Trichy-19, | TRYM16 | Airtel | Tamil Nadu | RT Pole
IN-1246364 | Military colony | 10.7964 | 78.7316 | Mr.A.Edward Steel Durai S/o.Anthonysamy, A3, 6th Street, Ex.Military Man Colony, Ponamalai, Trichy 620004.. | TRY154 | Airtel | Tamil Nadu | RT Tower
IN-1250168 | Melathukudi | 11.1687 | 79.7057 | Mr.G.Saminathan, S/o.Govindarajan, S.F.No.181/1, Melathukudi Village, Aathukudi Post, Mayiladuthurai TK, Nagapattinam District.609117. | MLAKD1 | Airtel | Tamil Nadu | GBT
IN-1251533 | Thiruverumbur 163 | 10.7835 | 78.7786 | Mrs.Ranjitham, W/o.Rajagobal, NO.60, Bharathipuram, 1st Street, NMR Complex, Trichy - 14. | TRY163 | Airtel | Tamil Nadu | RT Tower
IN-1242183 | Edayathankudi | 11.0565 | 79.1511 | S.Ramachandran, S/o.Sambasivam, SF No: 113/16B, 113/17A, Anna nagar, edayathankudi post, ariyalur tk, Ariyalur Dt-621707, 90477-86528 | 7369 | Vodafone | Tamil Nadu | GBT
IN-1247279 | Sankarampandal | 11.0196 | 79.7616 | Mr.T.Rajendran S/o.R.Thangarasu, S.F.No.167/1B Raj Complex, Main Road, Illupur, Sangaranpandal Post, Tharangampadi TK, Nagapattinam District.609308.Ph.98424-65635, | SKMPL1 | Airtel | Tamil Nadu | GBT
IN-1250072 | Thalakudi | 10.8736 | 78.7202 | Mr.P.Murugesan, S/o.Mr.Pitchaipillai, SF No:36/1, SR complex, main road, thalakudi post, Lalgudi tk, Trichy DT-621216, | TRY157 | Airtel | Tamil Nadu | RT Tower
IN-1252970 | Keelakolathur | 10.9743 | 79.1168 | 73/2, KEELAKULATHUR POST, | 9535 | Vodafone | Tamil Nadu | GBT
IN-1250636 | Manimangalam | 11.1898 | 79.8038 | Mrs.S.Govindammal, W/o.Sambandam, S.Subramaniam S/o.Sambandam, S.F.No.75/3,71/5, 71/6 Rice Mill Main Road, Mangaimadam Post, Sirkazhi TK, Nagapattinam District 609106. | MGMDM1 | Airtel | Tamil Nadu | GBT
IN-1252784 | Kottapattu Main Road | 10.7734 | 78.7048 | Mr.K.Nagarajan, S/o.Karuthasamy, KNS complex, Indhira nagar, Kootapattu main road, trichy-4, 99421-60571 | TRY160 | Airtel | Tamil Nadu | RT Pole
IN-1251546 | Asoor Byebass | 10.9821 | 79.3765 | Mr.M.Selvaraj, S/o.Mr.K.Munusamy, Resurvey no:25, plot no:62, K.M.Samy nagar, neelathanallur road, perumpandi village, kumbakonam, | KUMB31 | Airtel | Tamil Nadu | GBT
IN-1247280 | Puthur - Nagai | 11.2972 | 79.7177 | Mr.A.Baskaran, S/o.Agoram,R.S.No.303/4, Thirumailadi Road, Puthur Village & Post, Seerkali TK, Nagapattinam District.609108. | NPTUR1 | Airtel | Tamil Nadu | GBT
IN-1246367 | North Street - Kumbakonam | 10.9653 | 79.3811 | Mr.A.Abdul Gafoor, S/o.Mr.S.Akbar Hussain, TS No:849, Door no: 3/5, Banadurai north street, kumbakonam tk, Tanjore DT-612001, | KUMB30 | Airtel | Tamil Nadu | RT Tower
IN-1247977 | Bharthi Nagar | 10.8104 | 78.6722 | Mrs.D.P.Kanima Dharmarajan, W/o.Mr.Dharmarajan, No:107, 8th cross, Bharathi nagar, Vailur road, Puthur, Trichy-17, | TRY44 | Airtel | Tamil Nadu | RT Tower
IN-1247278 | Melapathi | 11.1151 | 79.7353 | Mr.M.Gowri, W/o.P.Muthaiya, SF No:576/2, Situated at No:1/175, Agraharam street, Melapathy post, Tharangampadi tk, Nagapattinam Dt-609304, | MLPHI1 | Airtel | Tamil Nadu | GBT
IN-1246346 | Ponnampatti | 10.3665 | 78.397 | Mrs.M.Nammamal W/o.Malaiaandi, M.Udaiyan S/o.Malaiaandi S.F.No.439/1, Thuvarangkuruchi Village,No.80, Manapparai TK,Trichy District.621314. | POPTI1 | Airtel | Tamil Nadu | GBT
IN-1246899 | Sellur | 10.7756 | 79.8213 | Mr.P.Sundaraj, s/o Palanisamy, No.140, Main Road, Sellur, Palaiyur P.O., Nagapattinam Tal.,Dist.-610006. | SELLR1 | Airtel | Tamil Nadu | GBT
IN-1251535 | Samayapuram | 10.915 | 78.7308 | Mr.D.Dasarathan, S/o.Dhanapal, S.F.No.87/15A2, D.No.3/2B, Om Sakthi Complex, Chennai Main Road, Samayapuram Post, Mannachanallur TK, Trichy 621 112. | SMPRM2 | Airtel | Tamil Nadu | GBT
IN-1251926 | Thiruvellarai | 10.9605 | 78.6705 | Mr.R.Mohanraj, S/o.C.Ramasamy, S.F.No.428/1, Hanumar Kovil Street, Thiruvellarai Village & Post, Manachanallur TK, Trichy 621 009. Ph.0431-2561398, | TVLRI1 | Airtel | Tamil Nadu | GBT
IN-1251550 | Dalmiapuram2 | 10.9665 | 78.9503 | Mr.K.Manikandan, S/o.Krishnamurthy, S.F.No.45/1B, D.No.3/122, AVK Colony, Dalmiapuram, Kallakudi Post, Trichy 621 651. | DLPM2 | Airtel | Tamil Nadu | GBT
IN-1250070 | Elamanam | 10.494 | 78.275 | Mrs.V.Thavamani, W/o.Krishnan, S.F.No.143/1A, Elamanam Village & Post, Vaiyampatty Via, Manaparai TK, Trichy District.621315.Ph.97159-46423, | ELMNM1 | Airtel | Tamil Nadu | GBT
IN-1252969 | Seerathoppu | 10.8381 | 78.6379 | 14,SRI KRISHNA VILAS RICE MILL, | 9534 | Vodafone | Tamil Nadu | GBT
IN-1252964 | Seventhani Patti | 10.6525 | 78.6277 | Mr.K.Murugesan, S/o.Karuppiya, No.121, Sevanthiyanipatty, Avoor Post, Kelamathur Via, Eluppur TK, Pudukottai District. | 9533 | Vodafone | Tamil Nadu | GBT
IN-1244866 | Nit-3 | 10.7551 | 78.8121 | Mr.M.Ramanathan, S/o.Mr.Kn.Muthaiya, National Agro chemical company, Plot No:D-3, Industrial Estate, Thuvakudi, Trichy-620015, 88708-8755 | TRY95 | Airtel | Tamil Nadu | GBT
IN-1254363 | Ponmlai Railway | 10.7872 | 78.7341 | Mrs.B.Maheswary, W/o.Balasubramanian, No:9, Valluvar street, M.K.Kottai, Trichy-620011, 97903-26195 | TRY58 | Airtel | Tamil Nadu | RT Tower
IN-1253741 | Valivalam | 10.6516 | 79.6905 | Mr.M.Sadagopan, S/o.Mr.Muguntha Ramanujam,Mrs.Selvarajni, W/o.Sadagopan, SF No:68-C/10, No:2/229, kovilpattu kodiyalathur, Valivallam village, Thirukuvalai tk, Nagapattinam Dt-610207, 94880-03511 | 7789 | Vodafone | Tamil Nadu | GBT
IN-1253645 | Olaiyur | 10.714 | 78.6838 | Mr.Arokiasamy, S/o.Ennasi, SF No:158/1A1, 158/1A2, K.Sathanur post, Trichy-21, 98654-76030 | 9514 | Vodafone | Tamil Nadu | GBT
IN-1250067 | Marungapuri | 10.4352 | 78.4129 | N.Vijayakumar,s/o Natarajan,Kallupatti road,Margapuri,(villa &p.o),Manaparai(t.k),Trichy-621308. | MRGPR1 | Airtel | Tamil Nadu | GBT
IN-1246234 | Ponmalaipatti 145 | 10.7755 | 78.7236 | 74/B-1, MULLAI NAGAR, PONNERYPURAM, | TRY145 | Airtel | Tamil Nadu | GBT
IN-1252492 | Thamaraikulam | 11.1827 | 79.0943 | NO.53, NORTH STREET, KALANKURCHI, | TAMAR1 | Airtel | Tamil Nadu | GBT
IN-1246803 | Poonthottam | 10.9354 | 79.6501 | The president, Jamia Masjid, SF No:42/6, RS no:42/6, kuyat street, poonthottam post, Nannillam tk, Thiruvarur DT-609503, 99655-85744(Mr.Sri Rajudeen) | POTHM1 | Airtel | Tamil Nadu | GBT
IN-1251536 | Alampatti Road | 10.7258 | 78.6086 | Mr.V.Nallaperumal, S/o.Mr.Veeramuthu, SF No:238/4B, South bahanur, North Bahanur post, Ramjj nagar Via, Trichy-9, | PAGNR1 | Airtel | Tamil Nadu | GBT
IN-1246901 | Adhalayur | 10.8822 | 79.6603 | Mrs.M.Gomathy, W/o.C.Maruthi, R.S.No.95/3, D.No.2/115, West Street, Ketharimangalam, Enangudi Post, Nagapattinam TK, Nagapattinam District 609 701. | ATLYR1 | Airtel | Tamil Nadu | GBT
IN-1251541 | Palinganatham | 10.9575 | 78.975 | Mrs. Pattu Ammal, W/o.Natesan Udaiyar, S.F.No.297/4,297/5, Palliganatham Village, Trichy District. | PLGNM1 | Airtel | Tamil Nadu | GBT
IN-1246386 | Mullikarumpur | 10.8265 | 78.6141 | Mrs.M.Parvatham ammal, W/o.Mr.Maruthai muthu raja, SF No:170/4, kothattai kudi street, kumara vayalur, trichy-620102, | MLKRP1 | Airtel | Tamil Nadu | GBT
IN-1247985 | Satanathapuram | 11.2206 | 79.7389 | Mrs.M.Chandra, W/o.Mr.Muthaian, No:1/26, Agraharam, Sattanathapuram, Sirkali tk, nagai-609115, | STNPR1 | Airtel | Tamil Nadu | GBT
IN-1251901 | Chandrasekarapuram | 10.8971 | 79.364 | A.Subramanian, S/o.Mr.Athmalingam, SF no:54/3, 54/4, 54/6, 54/7, main road, Chandrasekarapuram, Valangai maan tk, Thiruvarur Dt,98941-40183, | CKPRM1 | Airtel | Tamil Nadu | GBT
IN-1251909 | Bye Pass - Mdgi | 10.6562 | 79.4466 | Mrs.V.Athilakshmi, W/o.Mr.R.Veera & Mr.S.Rajendran, S/o.Somu thevar, TS No:4226, Ward no:1, block no:62, modern nagar, goripalayam, By-pass road, Mannargudi tk, Thiruvarur DT-614001, 94431-75542 | MDGI5 | Airtel | Tamil Nadu | GBT
IN-1253644 | Yetarai | 10.8292 | 78.5895 | Mrs.Rengammal, W/o.Marimuthu, SF No:118/52, no:2/2, kizha street, Ettarai post, Sri Rangam tk, Trichy-639103, 97512-83445 | 9508 | Vodafone | Tamil Nadu | GBT
IN-1252804 | Thiruvanaikovil 161 | 10.854 | 78.7089 | Mr.Anand, S/o.Venkatachalam, TS no:1197, vadaku ulveethi, Thiruvanaikoil, Trichy,99656-53756, 9786268498 | TRY161 | Airtel | Tamil Nadu | GBT
IN-1247277 | Akkurmukattu | 11.104 | 79.7813 | Mrs.A.Kumarunisha, W/o.Abdulkalam, SF No:159/8B, 1/140, Kamaliya street, Madapuram village, Akkur post, Tharangambadi tk, Nagapattinam DT-609301, 99436-68180 | AKMTU1 | Airtel | Tamil Nadu | GBT
IN-1251545 | Puliyanchery | 10.9681 | 79.3493 | Mr.M.Vedanayagam, S/o.M.Murugesan, No:3/21, puliancheri, Agraharam, Baburajanpuram post, Kumbakonam - 612202, | KUMB32 | Airtel | Tamil Nadu | GBT
IN-1252860 | Nagore3 | 10.8158 | 79.8345 | NO.463, BIG SHOP STREET, | NGOR3 | Airtel | Tamil Nadu | GBT
IN-1249088 | Vangarampettai | 10.9226 | 79.2514 | Mr.Mohammed Aariff, S/o.Abdul Majeed, SF No:76/2, vankarampettai, Papanasam, Thanjavur DT-614207, | PPSM5 | Airtel | Tamil Nadu | GBT
IN-1254969 | Natarajapuram52 | 10.7662 | 79.114 | Mr.R.Ramanujam, S/o.Mr.Rajagopal, RS No:326, No:C/59, municipal colony 2nd street, medical college road, tanjore DT, 81422-35455 | TNJ52 | Airtel | Tamil Nadu | GBT
IN-1254357 | Tyco Sanmar | 10.6229 | 78.5596 | Mr.G.Marutha muthu, S/o.Mr.Govindasamy, SF No:90/3B1a, Kurinji nagar, virali malai post, Pudukottai DT-621316, 97906-37657 | VRLI3 | Airtel | Tamil Nadu | GBT
IN-1252649 | Alathambadi | 10.602 | 79.6585 | Mr.S.S.Rajendran, S/o.Subramanian, SF No:232/17, old 232/18A1, no:1/91, pillaiyar koil street, alathambadi, Thiruthuraipoondi tk, Thiruvarur DT-610211, 9787094740 | ATPDI1 | Airtel | Tamil Nadu | GBT
IN-1246215 | Thitaichery | 11.154 | 79.5014 | Mr.G.Kaliyamoorthy, S/o.Govindasamy,S.F.No.15/2, Irumoolai Village, Thiruvidaimaruthur TK, Tanjore District.609807. | TCHRI1 | Airtel | Tamil Nadu | GBT
IN-1251532 | Oft -Annanagar | 10.724 | 78.7618 | Mr.Adhiraj, S/o.Krishnan, Plot no:135, phase I, Anna nagar, 120 feet road, Navalpattu, Trichy-6, 99423-21321 | TRY164 | Airtel | Tamil Nadu | GBT
IN-1255554 | Nalathukudi | 11.0846 | 79.6669 | S/o.Sundaram No.5/8 Ram Nagar Mayiladudurai | 9607 | Vodafone | Tamil Nadu | GBT
IN-1252832 | Sikkal3 | 10.771 | 79.7639 | Mr.Y.Mohammed basheer, S/o.Mohammed muthalif, SF No:534/21, main road, Opp to Govt School, Aaliyur post, Nagapattinam tk, Nagapattinam DT-611117, 94892-58083 | SIKAL3 | Airtel | Tamil Nadu | GBT
IN-1252896 | Kumbakonam Rbsc | 10.9771 | 79.3887 | J.Prabhakaran, S/o.Jayabal, 6/105, meera illam, main road, C.Karuppur, K.Karuppur post, kumbakonam-612501, 9751721814, | KUMB33 | Airtel | Tamil Nadu | GBT
IN-1253569 | Sangaliandalpuram 166 | 10.7965 | 78.7032 | Mrs.I.Vincila Ananthi, W/o.J.Seenivasan, Plot no:29,30, Amman nagar, Subbiah street, Behind marimuthu doll mill, Sangilianadapuram, Trichy-1, 94433-71234, | TRY166 | Airtel | Tamil Nadu | GBT
IN-1255347 | Papanasam2 | 10.9181 | 79.245 | No.5/69, Jamalia Street, Rajagiri, | PPSM2 | Airtel | Tamil Nadu | GBT
IN-1255489 | Raja Veedhi | 10.9264 | 79.2637 | Lakshmivilas Bank Building, South Rajaveethi, Tanjore Main Road, | PPSM6 | Airtel | Tamil Nadu | RT Tower
IN-1257602 | Nidur | 11.1323 | 79.6421 | Mr.M.Jubair Ali, S/o.Mohamed Sitheek, S.F.No.397, Plot No.3 & 4 Ajis Nagar 1st Street, Neivasal Village, Kanganamputhur, Mayiladuthurai TK, Nagai District. Ph.94431-71601. | 7858 | Vodafone | Tamil Nadu | GBT
IN-1258121 | Thalikaividuthi | 10.5027 | 79.2215 | Mrs.Pachaiyammal, W/o.Chinnappa Udaiyar, Mrs.Rajalakshmi, W/o.Suriyamoorthy, S.F.No.156/2, 3, Sivan Koil Street, Near Water Tank, Puthunagar, Thaligaivituthi, Tanjore 614 614. Ph.97863-84356. | 9658 | Vodafone | Tamil Nadu | GBT
IN-1258131 | Sokkanathapuram | 11.2657 | 79.1225 | Rajangam s/o K.Marimuthu,4/90 Mariammankoil st sokkanathapuram village kadur post Thungampadi via senthurai TK,Ariyalur Dt 621716, cell 988464672 | 9655 | Vodafone | Tamil Nadu | GBT
IN-1258126 | Karuppur | 10.5245 | 79.3704 | Mr.C.Rengasamy, S/o.Chidambara Velalar, S.F.No.95/8A, Karuppur Village, Pattukottai TK, Thanjavur District 614 903.Ph.94431-88190. | 9671 | Vodafone | Tamil Nadu | GBT
IN-1258128 | Neivilaku | 10.402 | 79.808 | G.SUBRAMANIYAN,NEIVILAKU,VEDARANYAM TK,PH-9688360477 | 9669 | Vodafone | Tamil Nadu | GBT
IN-1258129 | Sathanur - Trichy | 11.0738 | 78.6536 | Mr.Raju, S/o.Arumugam, S.F.No.163/15, Thinanoor Main Road, Near Village Library, Raju Vaithiyar Thottam, Sathanoor, Trichy 621 004. Ph.80124-94346. | 9677 | Vodafone | Tamil Nadu | GBT
IN-1233235 | Kaleeshwaramman Temple | 10.4267 | 79.3215 | SGMPT1,MR.A.NAGARAJAN, S.F.NO.19/4B, NO.19, MAIN R | PATT7G | Airtel | Tamil Nadu | GBT
IN-1258122 | Archutipattu | 10.7481 | 79.2703 | Mrs.Revathi, W/o.Kaliyamoorthy, S.F.No.55BB/9A, No.115, North Street, Arsuthipattu, Saliyamangalam, Thanjore 613 504. Ph.96266-59475 | 9656 | Vodafone | Tamil Nadu | GBT
IN-1258123 | Aachanoor | 10.8781 | 79.0511 | Mrs.Celinmary, W/o.Lawrence, Mrs. Jaqulin W/o.Thiraviyam, S.F.No.134/3, New Street, 1st Cross, Aachanoor, Vaithiyanathanpettai, Tiruvaiyaru, Tanjore 613 203.Ph.96595-37788. | 9687 | Vodafone | Tamil Nadu | GBT
IN-1258127 | Pushpavanam | 10.445 | 79.8528 | Mrs.S.Renukadevi, W/o.Seetharaman, S.F.No.386/5A2, No.5/150, Pethikodi Kadu, Pusphavanam, Vedharanyam Nagapattinam 614 809. Ph.97861-56934. | 9668 | Vodafone | Tamil Nadu | GBT
IN-1257076 | Jeeyapuram - New | 10.8719 | 78.6072 | N.Ganesan,s/o,Nadesan.NG complex,Old cinima theater,Kulumani main road ,Jeeyapuram. Thiruchy.639101 Ph no 9843956522 ,9843219523 | JYPM2 | Airtel | Tamil Nadu | GBT
IN-1258130 | Devarampatti | 11.0954 | 78.5135 | Mr.P.Durairaj, S/o.Ponnan, S.F.No.424/14B, Ponnusangampatti Village, Thuraiyur TK, Kannur Via, Trichy 621 206. Ph.97900-55882. | 9675 | Vodafone | Tamil Nadu | GBT
IN-1250068 | Kanjanayakanpatti | 10.4139 | 78.3261 | Mr.Chandra kumar, S/o.P.Chandrasekar, No:2/50, kanjanaickanpatty, Manapparai TK, Trichy Dt-621314, 9994908107, | KJNPT1 | Airtel | Tamil Nadu | GBT
IN-1250632 | B.Mettur | 11.2505 | 78.4755 | Mr.R.Thiyagarajan, S/o.Ramasamy, S.F.No.99/1, Ganapathypalayam, B.Mettur Village & Post, Thuraiyur TK, Trichy District 621 003. | BMETR1 | Airtel | Tamil Nadu | GBT
IN-1121652 | Melakattur | 11.1124 | 79.4837 | MRS.R.KASTHURI W/o.MR.RAJAMANICKAM, S.NO.208/11 & 208/3 PERUMAL KOVIL STREET, KELAKATTUR POST, MELAKATTUR, THIRUVIDAIMARUTHUR TALUK, TANJORE DISTRICT - 609 807 PH : 9788203303 | MLKTR1 | Airtel | Tamil Nadu | GBT
IN-1250634 | Perumalpalayam | 11.2089 | 78.5829 | Mr.Kalifullah, S/o.Mythinsaibu, S.F.Nos. 245/9A,247/11A, 247/16 & 248/5, East Street, Perumal Palayam Village & Post, Thuraiyur TK, Trichy District 621 016. | PERPM1 | Airtel | Tamil Nadu | GBT
IN-1233240 | Seerkali 7G | 11.2306 | 79.7454 | VLR29, MRS.M.SARALA,W/O.MR,S.MAHAVEER,TS.NO.485,NO | SRKL5 | Airtel | Tamil Nadu | GBT
IN-1259110 | Sembattu2 | 10.7457 | 78.7105 | Mrs.M.Rajalakshmi, W/o.Late P.Mookan, Mr.M.Meekakshi sundaram, S/o.Late P.Mookan, SF No:251/4A, K.Sathanur, Sempattu village, Trichy-7, 9865610501 | SMPTU2 | Airtel | Tamil Nadu | GBT
IN-1259115 | Sk Nagar | 10.7636 | 78.7792 | Mr.R.Sivasubramanian, S/o.Ramadas, Navalpattu, Thiruvermbur TK, Trichy District 620 016. Ph.94433-56765,0431-2556252. | TRY175 | Airtel | Tamil Nadu | GBT
IN-1261280 | Balasamuthiram | 10.9949 | 78.3244 | Mr.A.Singaravelan, S/o.Arumugapillai, SF No:474/4, Tholurpatti village mazara, balasamudram village, Thottiyam tk, Trichy DT-621211, 98428-88098 | TTYM2 | Airtel | Tamil Nadu | GBT
IN-1262157 | Cethar Vessles Unit-Ii | 10.6863 | 78.6138 | Mr.P.Periyannan, S/o.Palaniyandi, SF No:43/5, Alandur village, Srirangam Tk, Trichy, 99409-56378 | CTVSL1 | Airtel | Tamil Nadu | GBT
IN-1070840 | Mookambu | 10.8775 | 78.5837 | MR,V.NARAYANAN, S/O M.VELAYUTHAM, SF.NO.202/3,KARUR MAIN ROAD, DINUKKARAI, DINDUKKARAI, KUDIYALAM(PO), TRICHY 639115. 0431/2614065 | MKMBU1 | Airtel | Tamil Nadu | GBT
IN-1259408 | Thillai Nagar01 | 10.8216 | 78.6833 | Mr.V.V.Mani,No-28,9th Cross Street,Thillai Nagar Main Road,Thichy-18.MobNo-9842037000. | TRY176 | Airtel | Tamil Nadu | RT Tower
IN-1264323 | Ponmeithanallur | 10.8892 | 79.246 | MrS Yogaraman S/o Srinivasan S.F No 58/9 Ponmanvandanallur Deavarayanpettai Post Pabanasam TK Tanjore District 614 204 | POMAN1 | Airtel | Tamil Nadu | GBT
IN-1230805 | Karavadi | 10.482 | 78.4255 | MR.P.PERIYASAMI S/O.LATE. PERUMAL S.NO.461/5 KARAVADI, THIRUNELLIPATTI POST, MANAPPARI TALUK, TRICHY - 621 310 PH:999456976 | KRVDI1 | Airtel | Tamil Nadu | GBT
IN-1260226 | Dhanalakshmi College | 11.2381 | 78.8426 | Mr.S.Neelakandan, S/o.Subramanian, SF No: 101/4, Aranarai village, Perambalur tk, Perambalur DT, 95438-06414 | DSCOL1 | Airtel | Tamil Nadu | GBT
IN-1261284 | Melachintamani | 10.8371 | 78.6904 | M.Pitchai Mohammed, 30, Old Karur road, West Chindamani, Trichy-62002, 99655-83786, 9994204659 | TRY168 | Airtel | Tamil Nadu | RT Tower
IN-1259111 | Sirugamani New | 10.8954 | 78.5319 | Mr.K.Thangavel, S/o.Kulanthaivel, Sirugamani Agraharam, Pillayar Koil Street, Trichy 639 115.Ph.99651-03219. | SRGMN2 | Airtel | Tamil Nadu | GBT
IN-1264751 | Ammanpetai-KUMB | 11.0349 | 79.4337 | Mr A S Chinnappan S/O Savarimuthu SF No 164/2A Keela street Ammanpettai Annaikudipost Tiruvidaimaruthur TK Thanjavur dt 612105 Cell 8428378598 | TAMPT1 | Airtel | Tamil Nadu | GBT
IN-1264736 | Pattukottai Polytechnic | 10.4374 | 79.2968 | MR K ARICHANDRAN S/O KANNAIAN SF NO 142/5A1B 127/31 2A POLYTECNIC MELPURAM S VETTIKKADU PATTUKKOTTAI 614615 cell 9943690567 | PTKPC1 | Airtel | Tamil Nadu | GBT
IN-1264599 | Anna Government College | 10.962 | 78.4676 | Mr CHINNATHAMBI S/O Mookan alies cholanmuthrian SF No old no 796/1 New No 306/1 seevampatti post pudupatti keel Anna collage post MUSIRI TK TRICHY 621211 9894660815 | ANNAC1 | Airtel | Tamil Nadu | GBT
IN-1264725 | Manathidal | 10.8573 | 79.0129 | MR.SHANMUGA NATHI S/O KARUPPIAH 3/38 AGRAHARAM KONERIRAJAPURAM THIRUVAIYARU TK THANJAVUR-613101 99434-11182 | MNTHD1 | Airtel | Tamil Nadu | GBT
IN-1263668 | South Main Street | 10.7867 | 79.1318 | Mrs.Lakshmidevi, W/o.Late TV Ganesan, Mr.G.Sundarrajan, S/o.Late TV.Ganesan, Door no:338, Ganesan Departmental Store, No:2948, Rajan complex, West main street,Tanjore-613007, 97863-84600 | TNJ50 | Airtel | Tamil Nadu | RT Tower
IN-1264328 | Rajagiri College | 10.9057 | 79.2669 | Mrs B Dharambal W/O P S Biraam No SF No 40/3A Salimangalam Main Road Near DRB collage Pappanasam Thanjavur Dt 614205 Cell 9443170012 | RJGRC1 | Airtel | Tamil Nadu | GBT
IN-1264326 | Arasu College | 11.0175 | 79.4136 | S prabakaran s/o M Sabanayagam Sf No 5/1 Tiruvisalnallur main road Pandaravadai Post kovilacherry village kumbakonam, tanjore dt 612503 Ph 8903943587 | ARASU1 | Airtel | Tamil Nadu | GBT
IN-1264727 | Sadayarkovil | 10.7246 | 79.2641 | Mrs Tamilselvil W/O Nadarajan No 680 keela street chinnapulikadu Ragavabalapuram Orathanadu TK Thanjavur Dt 614019 Cell 9488125410 Mr Subramanian | CNPKD1 | Airtel | Tamil Nadu | GBT
IN-1265781 | Shivani Engineering College | 10.7369 | 78.5729 | Mrs R Malliga W/O Mr Ramasamy SF No 26/2 Ammapettei annanagar pulankulathupatti Manapari Road Sringam TK Trichy dt cell 9443923625 | SHVNC1 | Airtel | Tamil Nadu | GBT
IN-1264739 | P.R. College | 10.7208 | 79.0462 | Mrs S SANGEETHA W/O K Subramaniam SF NO 109/19 20 21 Vallam southsaphy village kathir Nagar Extn 2nd Vallam Near prince university Vallam Thanjavur dt 613504 Cell 9585450496 | PRIST1 | Airtel | Tamil Nadu | GBT
IN-1267539 | Kallaperampoor | 10.813 | 79.0377 | V RENGARAJAN V NATARAJAN S/O L VAIRAVAN CHETTIYAR S F No 97/4 NEW COLONY STREET KALLAPERAMBOOR II SETHI TANJORE 613601 | KLPMB1 | Airtel | Tamil Nadu | GBT
IN-1267780 | Gulathur | 10.6106 | 79.1208 | Mr N Rangaraju S/O Nadeesan SF NO 260/7B2 Main Road cellamalNadeesan vanigavalagam Gulathurnayakarpatti Athargaripatti post Kandarvakottai TK Pudukottai dt 614902 contect person Jayapaul 7639045831 | GKLTR1 | Airtel | Tamil Nadu | GBT
IN-1269064 | M.I.E.T. College | 10.7255 | 78.703 | S perayasamy s/o sammaiya servai SF No 242/7 No 98 thaveli matthur po Kumaramangalm Via Kulathur TK Pudukottai Ph 9865390149 | MIETC1 | Airtel | Tamil Nadu | GBT
IN-1268643 | Sastra University (A) | 10.7295 | 79.0114 | P Ramaraj S/o Periyasamy S.No.169/9C, Thirumalaisamthiram Village, Tanjore Main Road, Near Sastra University, Tanjore - 613401 | VALM6 | Airtel | Tamil Nadu | GBT
IN-1268685 | Sennampatti | 10.6978 | 79.0409 | P Meenambal W/o Palanivel S.No.271/3, Mettu Theru, Senampatt Post, Tanjore TK, Tanjore Dist - 613403 | SNMPT1 | Airtel | Tamil Nadu | GBT
IN-1270898 | Kedarankondan | 10.7639 | 79.6578 | K.LAKSHMI W/O KAMARAJ S.f no 56 Sundarakullam street perasireyar nagar sundaravilagam kerankondan tiruvarur-610003 | KDKDN1 | Airtel | Tamil Nadu | GBT
IN-1271183 | Ogalur (East) | 11.3911 | 79.0604 | 1 Mr M Arumugam S/O Mani 2 A Ranjithkumar 3 vinothkumar S/O Arumugam SF NO 325/11 as per UDR 115/11A 115/11B Door No 3/88 west street ogalur post kunnam tk perambalur dt 621108 M No 9943122523 | OGALR1 | Airtel | Tamil Nadu | GBT
IN-1270693 | Vijayapuram | 10.7613 | 79.6399 | K SIVARAJAN S/O K KRISHNAMOORTHY Ward No 4 Block No 10 T S NO 483/15B Pil K KRISHNAMOORTHY Ward No 4 Block No 10 T S NO 483/15B Pillai Street Vijayapuram Tiruvarur 9842952352 | TIVR7 | Airtel | Tamil Nadu | GBT
IN-1264744 | Oxford university | 10.7909 | 78.6548 | Mr P NatarajanS/o.V Ponnusamy S F No 25/1B Piratiyur West Village Srirangam TK Trichy District. Ph 9976716999 | OFRDC1 | Airtel | Tamil Nadu | GBT
IN-1268977 | Venganur | 10.9691 | 79.0273 | K Ramakrishnan K Jayaraman S/O Kovindasamy SF No 267 East Street Venganur Tirumalapadi via Ariyalur dt 621851 cell 9655464564 9047921357 | VGNUR1 | Airtel | Tamil Nadu | GBT
IN-1270182 | Vetri Vinayaha College | 11.0143 | 78.3037 | MR.RAVICHANDRAN S/O Ramasamy Sf no 325/2A Tholurpatti vandipathai Tholurpatti road Thottiyam Trichy 621215 Cell 99448 55221 | VETIC1 | Airtel | Tamil Nadu | GBT
IN-1274528 | Ponmalaipatti Adivaaram | 10.7812 | 78.7146 | S.RANJITH KUMAR, Son of K.SHANMUGAM 2.K Shanmugam Son of Kuppamuthupillai Ts No 24 Block No 10 Ward No 36 33-VOC STREET Ponmalai Advaram Ponmalaipatti Trichy 620004 Cell 9994061396 0431 2490395 | TRY140 | Airtel | Tamil Nadu | RT Tower
IN-1274188 | Kanniyakudi | 11.1752 | 79.6846 | Mrs Chandra W/O R Devendran SF NO 137/2 Kanniyakudi village sirkali tk Nagapattinam dt 609001 Cell 80985 97657 | KNYKD1 | Airtel | Tamil Nadu | GBT
IN-1274649 | Asikkadu | 11.0627 | 79.608 | MRS A.USHARANI W/O Annadurai SF NO 147/8 West Street Asikkadu Village Maraiyur Post Mayiladurai TK Nagapattanam Dt 609806 Cell 9843195749 | ASKDU1 | Airtel | Tamil Nadu | GBT
IN-1274840 | Ampaeipalayam | 11.162 | 78.3816 | Mr.T.Selvaraj,No-9/160,MelaStreet,Velampatti,MahadeviPost,MusuriT.K,Trichy-621214.MobNo-9751192190GBT11.16198078.381630- | APPLM1 | Airtel | Tamil Nadu | GBT
IN-1267528 | Sri Nagar35 | 10.9596 | 79.3934 | Mr.K.R.Govindarajan,TS No:2125/2A, Pazhavathankattali,Opp to Sungam hosipital,Kumbaknonam tk,Thanjavur Dt, 94433-65282 | KUMB35 | Airtel | Tamil Nadu | RT Tower
IN-1256518 | Near anu hospital56 | 10.7736 | 79.1386 | No.2/2851/37B | TNJ56 | Airtel | Tamil Nadu | RT Tower
IN-1259114 | Medical College Rd | 10.7672 | 79.1108 | MRS.JAYAKUMAR, PLOT NO 12,S.NO 329/2, OPP SWARVA COMPLEX, SEKKILAR ROAD,MEDICAL COLLEGE ROAD, THANJAVUR, 9843087487, 9442287487 | TNJ57 | Airtel | Tamil Nadu | RT Tower
IN-1274664 | Therkupoigainallur (A) | 10.7104 | 79.8393 | Mr K Anandrajan Son of Kandasamy SF No old 26/3 New SF no 26/3A North Street Mani Road Terkupogainallur Village and post Nagapattinam dt 611101 Cell 9095206084 | TPNLR1 | Airtel | Tamil Nadu | GBT
IN-1275056 | Valuvur? | 11.0432 | 79.6379 | MR G.RAMAKRISHNAN, S/O.GOPAL SF NO 66/1A Door No 4/44 SOUTH STREET, VALUVUR PO, Kuttalam TK TK, NAGAI-609401 Cell 9659176463 | VLUVR1 | Airtel | Tamil Nadu | GBT
IN-1274740 | Marypuram | 11.2354 | 78.8675 | MR.Srinivasan S/O Balusamy S F NO 245/5H Kalsekkadi street Perambalur TK DT 621212 Cell 9865446464 | PBLR7 | Airtel | Tamil Nadu | RT Tower
IN-1274658 | Nethaji Subash Chandra Bose College | 10.7937 | 79.6376 | Mrs S Jaya W/O Mr Singaravelu SF NO 125 Plot No 44 Keelekavathakudi Kauvery Nagar Senthamangalam post Tiruvarur TK Tiruvarur District 610002 Cell 9600042432 | NSCCL1 | Airtel | Tamil Nadu | GBT
IN-1275496 | Engan | 10.8151 | 79.5459 | N Chandrasekaran S/O Nataraj udaiyar SF NO Old 79/59 New 170/8 East Street Engan PO Semmangudi Via Kudavasal TK Tiruvarur dt 612603 Cell: 9444563224 | 10858 | Vodafone | Tamil Nadu | GBT
IN-1275512 | Alagapuram | 10.7172 | 78.6302 | C BALASUBRAMANIAN S/O Chinnathambi SF No Old 460/2A New No 223/2A Plot No 42 KONGU NAGAR MANIKANDAM Post Srirangam RK TRICHYDt 620012 Cell9677794330 | ALAGA1 | Airtel | Tamil Nadu | GBT
IN-1246804 | Kollamagudi | 10.9786 | 79.6612 | Mr.R.Ramesh, S/o.K.Rangasamy, S.F.No.83/5, Kaduvangudi Village, Nannilam TK, Thiruvarur District.609 403. | KLMGD1 | Airtel | Tamil Nadu | GBT
IN-1275495 | Vadakandam | 10.8077 | 79.5829 | Mr V P Manoharan S/O Mr Palanisamy No 111 Vadakandam main Road, Thirukannamangai PO Kodavasal TK Thiruvarur Dt 610104 cell 9578306636 | 10859 | Vodafone | Tamil Nadu | GBT
IN-1277635 | Mangamanagar | 10.8501 | 78.6875 | Mr S Sakthi S/O P Samyappan No 80 Sakthi illam Geethapuram Ammamandabam Road Srirangam Trichy 620006 Cell No 8903578915 | TRY46 | Airtel | Tamil Nadu | RT Tower
IN-1279014 | Vanjinapuram | 11.2852 | 79.1633 | SF NO G.RAJENDRAN 1/93 PERUMAL KOVIL STREET VANJINAPURAM PO SENDURAI TK ARIYALUR DT 621709 PH 9786111683 | 10887 | Vodafone | Tamil Nadu | GBT
IN-1279007 | Vangaram | 11.3271 | 79.1694 | SF NO 109/9B VANGARAM D VENKET RAMAN S/O DANAPAL NO 77 VANGARAM AYAM THATHAMUR PO SENTHURAI TK ARIYALUR DT 621709 PH 9786863245 | 10888 | Vodafone | Tamil Nadu | GBT
IN-1281099 | Kajapettai new | 10.8018 | 78.6996 | Mr.Vinoba 21A Bazaar Kajapattai Trichy 1 Cell 9842353783 | TRY190 | Airtel | Tamil Nadu | RT Tower
IN-1279012 | Kuruvadi | 10.9779 | 79.2232 | N KALIYAPERUMAL NO.1/175 PUTHU STREET KURUVADI P O THIRUMANUR VILLAGE ARIYALUR 621715 PH 9943050884 | 10886 | Vodafone | Tamil Nadu | GBT
IN-1283445 | Nagore4 | 10.8143 | 79.8393 | M E Hameed oil and S Haja Mariyam 410 Main Road, Nagor , Nagapattinam 611002 ph no 9710870025 | NGOR4 | Airtel | Tamil Nadu | RT Tower
IN-1286748 | ABT Parcel | 10.8281 | 78.7086 | Mrs. A. Kanchana 45/4, Devadanam village, Trichy | TRY208 | Airtel | Tamil Nadu | GBT
IN-1286875 | Kumbakonam38 | 10.9668 | 79.3689 | Mr.Ramesh, 18, Ragoji Pandit Street,Kumbakonam Thanjavur District | KUMB38 | Airtel | Tamil Nadu | GBT
IN-1280011 | Avaniyapuram | 11.016 | 79.488 | MRS.M,NAJIRA GHANI, W/O TARIQ BASHA , 94/5,94/5A2, Maruthuvakudi 1, village AVANIAPURAM, THIRUVIDAIMARUTHUR TK THANJAVUR-612102 | 10648 | Vodafone | Tamil Nadu | GBT
IN-1291326 | Sri Nagar42 | 10.9628 | 79.4013 | Mr Saravanan,No 73, Thangavellas Nagar, Gandhinagar east, Kumb 9952324041 / 9790988085 | KUMB42 | Airtel | Tamil Nadu | GBT
IN-1286460 | Nagapattinam11 | 10.7749 | 79.8405 | Mr V Asokan, No 3, Sankara Vinayagar, Keezh lane, Nagapattinam- 611001, Ph no 8883174122 | NGPM11 | Airtel | Tamil Nadu | RT Tower
IN-1295599 | Airport-Vodafone | 10.762 | 78.7078 | INDUS SHARING,AIRPORT,PUDUKOTTAI ROAD,TRICHY | 14412 | Vodafone | Tamil Nadu | RT Pole
IN-1031053 | KAMUTHAKUDI | 9.57 | 78.5291 | MRS. B.SUSEELA, W/O. BOSE, 1/283, 1ST WARD, TNCSC GODOWN NEAR, KAMUDHAKUDI. PH- 04564-223832. | 1934 | Vodafone | Tamil Nadu | GBT
IN-1031094 | MELLAKKAL | 9.9763 | 77.9827 | M.Jagathan, SF No: 593/2A, South street, Cholavandhan main road, melakkal post, Vadiapatti TK, Madurai - 625 234 / 98659-91266 | 2546 | Vodafone | Tamil Nadu | GBT
IN-1031927 | ANSARI NAGAR | 9.9212 | 78.1036 | The Secreratory, Mr.IbrahimSha, K.T.A.S.Trust, 26, AnsariNagar, 4th Street, MahabooPalayam, Madurai - 625 010. Phone:Mr. IbrahimSha, 94430-79249, Mr.Ishlam Ali, 98421-72786 | 944 | Vodafone | Tamil Nadu | RT Tower
IN-1059201 | PARTHIBANUR | 9.5828 | 78.455 | D.Amutha, W/O. Dhanuvel,3/320, Marudhupandi gar,Pathibanur, Paramakudi Tk - 623 608, 04564-264423 | PRBNR1 | Airtel | Tamil Nadu | GBT
IN-1059275 | NATTARASANAKOTTAI | 9.8713 | 78.5537 | S.Thirugnanamurthy, Sf No:37/232 , West Car Street, Nattarasan Kottai, Sivagangai - 630 556 / 04575-234226, 044-24993026 | NKOTI1 | Airtel | Tamil Nadu | GBT
IN-1059375 | KALLADIPATTI | 10.1184 | 77.9339 | Mr.Venkadachalapathy, Sf No: 21/5A1, Beside Tafe Agro Service Pvt Ltd., Kalladipatti Post, Dindigul Dist-624201. Ph: 98654-59574 | KLDPT1 | Airtel | Tamil Nadu | GBT
IN-1060188 | ORIYUR | 9.8483 | 79.0542 | MISS.A.HANIZ FATHIMA,D/O,AKABER ALI,SF.NO.228/1,LAND OPP.TO.COTTON MILL,ORAIYUR POST,THIRUVADAI TALUK,DEVAKOTTAI VIA.,RAMATHAPURAM DIST.-623315.PH:94864-04584 | ORYUR1 | Airtel | Tamil Nadu | GBT
IN-1060626 | PAALA MEDU | 10.1063 | 78.1122 | HINDU NADAR URAVINMURAI SANGAM, MR. K.PATTURAJAN - PRESIDENT, SF.NO.442/1A, SETTIYAR STREET, PATHIREKALIYAMMAN THEATRE LANE, BALAMEDU POST, VADIPATTI-TK, MADURAI DIST - 625 503. PH:93603 75860 | PAALA1 | Airtel | Tamil Nadu | GBT
IN-1067391 | SOLANKURUNI | 9.8071 | 78.1181 | S.F.NO.108/4A, KARADIDAR, CHOLANGURANI, TIRUPARANKUNDRAM(PO), MADURAI-22, PH:9965471500 | SLNKN1 | Airtel | Tamil Nadu | GBT
IN-1068678 | VIRADHANUR | 9.8131 | 78.1776 | MR.P.M.MANICKAM,S/O MR.P.MEEKSHI SUNDARAM,R.S.NO.34/5B,SITUATED AT VIRDHUGAR,MADURAI SOUTH TALUK,MADURAI DISTRICT-625 009.PH NO:0452-6956422/9894789944 | VRDNR1 | Airtel | Tamil Nadu | GBT
IN-1073282 | GANAPATTY | 10.0033 | 78.372 | MS.MUNIAMAL,W/O P.GANESEN,1/173,VANNAMPARIPATTI POTTANATHANPATTI(P),MELUR(T),MADURI(D)-625106,MOB:9842147346 | GANPT1 | Airtel | Tamil Nadu | GBT
IN-1079085 | THUTHIGANI | 9.8003 | 78.7667 | Mr.R.Muthuramalingam, Survey No:10/2B, Situated at Orumaniyanthal Group | TTGNI1 | Airtel | Tamil Nadu | GBT
IN-1081344 | CHOKKALIINGAPURAM | 10.1936 | 78.3943 | K.JAYABALAN,S/O S.P.KATHIRESAN CHETTIYAR,5/112,CHETTIYAR STREET,CHOKKALINGAPURAM,MELLUR THALUK,MADURAI-625103.PH:9965115608. | 5678 | Vodafone | Tamil Nadu | GBT
IN-1083023 | PANNAVAYAL | 10.1052 | 78.9138 | S.Manickam,S/o,V.R.Subbaiah,Near Post Office,beerkalaikadu,Puthuvayal Via,Sivagangai-630108,Ph-04565-287345 | 5739 | Vodafone | Tamil Nadu | GBT
IN-1083135 | VELANERI | 9.6071 | 78.416 | S.balamurugan,s/o: Subramaniyan,velaneri,bitracherai(po),parthipanur(via) | VLNER1 | Airtel | Tamil Nadu | GBT
IN-1084456 | GORIPALAYAM | 9.9329 | 78.1299 | MADHU PRIYADHARSHINI, MADHU ARCADE, No.22 A, CHINN ,Goripalayam/Madurai | MDU144 | Airtel | Tamil Nadu | RT Tower
IN-1086105 | MELAYUR | 9.6363 | 78.5735 | A.Ramachandran, S/O.Alagu Devar, Melaiyur(Po), Ilayankudi(Tk), Sivagangai(Dt). Ph:9245912290 | MLAYR1 | Airtel | Tamil Nadu | GBT
IN-1094482 | VALIMARICHAN | 9.5286 | 78.4414 | V.N MAYANDI,S/O VEERANAM, VALIMARICHAN VILLAGE, PUDUKUDI POST, | 5511 | Vodafone | Tamil Nadu | GBT
IN-1097750 | ALAVIDINGAN | 9.6676 | 78.7811 | A.JESU S/o AROKIYAM ALAVIDANKAN VILLAGE (PO) ELAYANKUDI (TK) SIVAGANGAI DIST.PH: C/Oanthony9894248275 | 5702 | Vodafone | Tamil Nadu | GBT
IN-1084567 | KEELAIYUR | 10.0505 | 78.3822 | 1/225, Gandhi gar, Vadakkupatti,8th Ward, Melur(t.k), Madurai(dt). | KILYR1 | Airtel | Tamil Nadu | GBT
IN-1111727 | AVARANGULAM | 9.7279 | 78.2041 | KAN,PULAVAIKARAI PO,THIRUCHULI TK,VIRUDHUGAR DT -PH-9363211560,9894385814 | AVRGM1 | Airtel | Tamil Nadu | GBT
IN-1111815 | PEEKAN KURICHI | 9.5595 | 78.4087 | PKNKH1A | PKNKH1 | Airtel | Tamil Nadu | GBT
IN-1112474 | S.VAGAIKULAM | 9.6867 | 78.277 | MR. MANI KANDAN MUTHU S/O RAMANUJAM ,VILL.-S. VAG,POST- SIRVANOOR, TALUKA-TIRUCHULI ,District-VIRU | SVGKM1 | Airtel | Tamil Nadu | GBT
IN-1113439 | SUBRAMANIYAPURAM | 9.8255 | 78.9485 | Mr. M.Ramanathan, 2/89, Anjukottai post, Thiruvadanai TK, Ramnad-623407 | 986 | Vodafone | Tamil Nadu | GBT
IN-1113488 | VISAVANOOR | 9.6816 | 78.7747 | Mr.Sundaraj,S/o-Sella Thevar,153/2,Visavanoor pos,Visavanoor post,Ilaiyankudi taluk,Sivagangai dist | VSVNR1 | Airtel | Tamil Nadu | GBT
IN-1113519 | SEEMANENDAL | 9.3438 | 78.3724 | Mr.Pandi,S/o-Chinramu,Seemanendal,Pudukkottai post ,Kamuthi taluk,Ramthapuram district ,RAMND | SMNDL1 | Airtel | Tamil Nadu | GBT
IN-1113522 | MUDALNADU | 9.3672 | 78.349 | Mr.S.Lakshman,S/o-Chelliah,Mudaldu village,Mus,Kamuthi taluk,Ramathapuram district | MDNDU1 | Airtel | Tamil Nadu | GBT
IN-1113538 | MOSUKUDI | 9.5516 | 78.4371 | Raja Gopal,s/o:Muthu Thevar,Mosukkudi,Partibanur(v ,Partibanur(via),Paramakudi(tk),Ramthpuram | MSKUD1 | Airtel | Tamil Nadu | GBT
IN-1113549 | PUDUKUDI | 10.0121 | 78.9273 | SUBBAIAH,S/O:SHANMUGAN,PUDUKUDI,EMBAL(PO),DEVAKOTT ,DEVAKOTTAI(TK), SIVAGANGAI | PUDUK1 | Airtel | Tamil Nadu | GBT
IN-1116814 | AKKIRAMESI | 9.5135 | 78.7222 | Muthulakshmi, W/O. Gopal, Akkiranmesi, Paramakudi (Tk), Ramanathapuram (Dt), Ph:9443763849. | AKKMS1 | Airtel | Tamil Nadu | GBT
IN-1122474 | KALAMBANKUDI | 9.9542 | 78.9171 | ATHAMMAI W/O KRISHN & MUTHURAMALINGAM S/O KRISHN, 33, SENKAKOVILAR STREET, DEVAKOTTAI-630302 PH-9787396970 | KLNGD1 | Airtel | Tamil Nadu | GBT
IN-1246905 | BYE PASS ROAD | 9.9287 | 78.0954 | Mrs.P.Anbuthai, W/o.M.V.Pandian, Re-survey No:86/3, near Door no:95 ( Old no:75), vellakanu theatre road, kalavasal, ponmanai village, madurai - 625010, | MDU115 | Airtel | Tamil Nadu | RT Tower
IN-1127922 | MALAMPATTI | 10.0846 | 78.4492 | SANDALIPATTI E MALAMPATTI (PO) MELUR (T.K), MADURAI(DT) | 4278 | Vodafone | Tamil Nadu | GBT
IN-1129655 | EAST ONE HOUSE | 9.8425 | 78.643 | MR.A.SOMASUNDARAM,S/O ARUMUGAM,EAST ONE HOUSE,KALAYARKOIL,SIVAGANGAI(DST).MOB NO:9943443474 | 4256 | Vodafone | Tamil Nadu | GBT
IN-1129761 | BANK COLONY | 9.9602 | 78.1341 | Mr. J Sivapackiam, No.1, Chinnammal Arcade, No.1 VOC Street, Indian Bank Colony, Narayapuram, Madurai - 625014, M : 98425424111, M : 9787395546 | 4184 | Vodafone | Tamil Nadu | RT Tower
IN-1233232 | MANAMADURAI 7G | 9.6973 | 78.4546 | PDY73, MR.S.RAMACHANDRAN, T.S.NO.36, NO.132, PUD | MMDU7G | Airtel | Tamil Nadu | GBT
IN-1134855 | MANTHALAMPATTI | 10.1946 | 78.3367 | PALANIMALAI S/O SANYASI 1/156 M.PUDUR 3RD WORD MANGALAPATTI VILLAGE (PO). MELUR (TK).MADURAI (DIST). PH NO: 985156610 | 3034 | Vodafone | Tamil Nadu | GBT
IN-1129784 | SALAIGRAMAM EXIT | 9.607 | 78.712 | K.PICHIYE,816,VADAKKU VALASAI KADU,SALIGRAMMA(PO),ILYANKUDI(TK) PIN-630710 PH-04564263555 MOBILE-9442959115 | 4119 | Vodafone | Tamil Nadu | GBT
IN-1113682 | KARAIKULAM | 9.6919 | 78.6424 | MR.K.VELLAISAMY, KARAIKULAM VILL, EDAKKANKULAM POEdakkankulam(po),Elayangudi(tk),Sivagangai(dist) | KRIKM1 | Airtel | Tamil Nadu | GBT
IN-1112467 | MUDUKANGULAM | 9.6596 | 78.1997 | MR.K.RAJENDRAN, CHAIRMAN, S/O,KALYADEVER, MUDUKK,KARIYAPATTI TK, VIRUDHUGAR DT | MUKLM1 | Airtel | Tamil Nadu | GBT
IN-1118413 | MUTHURAMALINGAPURAM | 9.9029 | 78.087 | M.KUMARAGURU, 24, E.B. MAIN ROAD, MUTHURAMALINGAPURAM, BIKARA, MADURAI-4. PH:9486209020 (G+2) | MDU155 | Airtel | Tamil Nadu | RT Tower
IN-1081317 | KOVILANKULAM | 9.2836 | 78.4168 | Mr.A.Chandran & Mr.A.Murugan & Mr.Mr.A.Deivendran, SF No:193/6, Thotiapatti, Kovilankulam Post, Kamuthi, Ramanathapuram Dt - 523 603, 99949-43326, 9788396380 | 5487 | Vodafone | Tamil Nadu | GBT
IN-1118216 | SEVALANGUDI | 10.1413 | 78.9122 | RAMAIAH DASARI S/O CHINNAIAH, D.NO-8, VALRAMANIKAM PO, KARAIKUDI TK, SIVAGANGAI -630108 PH-9788834147 | SVLGD1 | Airtel | Tamil Nadu | GBT
IN-1126547 | CHOLAPURAM | 9.9058 | 78.4984 | MR.A.VEERAMANI,S/o.K.ARUMUGAM CHETTIAR, S.NO.28/17 PART, SITUATED AT NO.1, MELA STREET, RICE MILL CHOLAPURAM MAIN ROAD, SIVAGANGAI, SIVAGANGAI DISTRICT PH : 9965777308 | CLPRM1 | Airtel | Tamil Nadu | GBT
IN-1129792 | RASTHA | 10.0361 | 78.7602 | S. Dham, W/o. Senthil Kumar, No.103/A1, Devakottai main Road, Rastha Post, Amaravathi Puthur Village, Karaikudi Taluk, Sivagangai District - 630 005, M : 9842420080 | 4106 | Vodafone | Tamil Nadu | GBT
IN-1030457 | NAINARKOIL | 9.547 | 78.6943 | P. Azhagarsamy, Sf No 314/2B, ( 314/2B2), Near IOB Bank, Talayadi Kottai, ir Koil, Paramakudi, Ramathapuram Dt 623701, 04564 229451, 266510 | 6160 | Vodafone | Tamil Nadu | GBT
IN-1030462 | ANAIYUR | 9.9612 | 78.1096 | P. Maharajan, P Maharajan Sf No 582C,Anaiyur Koodal Nagar Main Road Near Anaiyur Bus Stand Madurai 625017 Ph 9942016418 | 1121 | Vodafone | Tamil Nadu | GBT
IN-1030463 | SEDAPATTI | 9.8249 | 77.7982 | P.K.S. Chin Thevar, 2. Mrs, Jaya Kodi Sf No 84/1 A7, A8, A9, Usilampatti To Perayur Road, Sedapatti, Perayur Tk, Madurai Dt 625 527, Ph 04552 244231 | 1124 | Vodafone | Tamil Nadu | GBT
IN-1030465 | SEKKENURANI | 9.9433 | 77.9752 | A. Subbiya Thevar, Sf No 154/6, Register Office Near, Solavanthan Road, Sekkanurai 625514. Ph: 04549 287123 | 1128 | Vodafone | Tamil Nadu | GBT
IN-1030511 | MANAMDUIDUS.AREA | 9.721 | 78.4656 | A. Krishn, S/o, Angu Samy, Sf No 284/1, Pulichikulam, Thirumasan Gramam, Mamdurai Tk, Sivagangai Dt. - 630606. Ph 98654 67974 | 6163 | Vodafone | Tamil Nadu | GBT
IN-1030539 | MELAANUPANADI | 9.9058 | 78.1322 | R.M. Muthu, S.F.No.198, Plot No.3769 And 3749, Mela Anupanadi, Housing Board, Madurai - 9. | 6352 | Vodafone | Tamil Nadu | GBT
IN-1030557 | PUDUVAYAL | 10.0992 | 78.8424 | Mr. goor Gani, S/o Abdul Rahman, No 9/10, West Street, Puduvayal, Karaikudi Taluk, Trichy. Ph 04565 282844 | 1914 | Vodafone | Tamil Nadu | GBT
IN-1030573 | SURYANAGAR | 9.963 | 78.1567 | M. Kadhar Fathima, Re S.F.No.4/4 & 3/289, No.1/90, Maraikayar Road, Alameen Nagar, Madurai - 625 007. | 6366 | Vodafone | Tamil Nadu | GBT
IN-1030599 | SAMAYANALLUR | 9.9773 | 78.0358 | M. Kanipandian, R SF No 47/3, No 47/3B1F, Keelamathur Main Road, Samayallur, Madurai 18. Ph 0452 2660479, 2661469 | 6065 | Vodafone | Tamil Nadu | GBT
IN-1030603 | ANUPANADINEW | 9.905 | 78.1436 | Arumugam, T.S.No.451, No.34,35, North Street, Anuppadi, Madurai - 9. | 6337 | Vodafone | Tamil Nadu | GBT
IN-1030630 | PILLAYARPATTI | 10.1224 | 78.6701 | A.T.S. Asthi Milagi, No 265/2, Pillayar Patti Post, chiyapuram Via, Sivagangai District. Ph 98426 55459 | 417 | Vodafone | Tamil Nadu | GBT
IN-1030634 | KALLUKUDI | 9.6989 | 77.9709 | Mr. Maniram Chinsamy, Maniram Electricals, Kallikudi, Thirumangalam Taluk, Madurai. Ph 04549 278575 | 448 | Vodafone | Tamil Nadu | GBT
IN-1030641 | PAMBUR | 9.4633 | 78.5664 | Mrs. G. Karuppayi, W/O, K. Govindaraju, South Street, Pambur Post, Paramakudi Taluk, Ramathapuram, Ph 04576 256279 | 415 | Vodafone | Tamil Nadu | GBT
IN-1030651 | VIRATTIPATTU | 9.9368 | 78.0785 | K. Balasubramaniam, Sf no 74/5, Muthu Devar Colony, Virattipattu, Theni Main Road, Madurai 625 016. Ph 0452 6537057, 93452 00588 | 6368 | Vodafone | Tamil Nadu | GBT
IN-1030713 | THIRUPACHETHI | 9.7714 | 78.3503 | Mr.A.Pitchimani, Kattanoor villaku road, Thirupachetti, Sivagangai dt, 98948-93145, 04574-266611 | 301 | Vodafone | Tamil Nadu | GBT
IN-1030747 | SERMATTI | 9.87 | 78.1266 | N.Sundar, S.F.No.216/11, Rajapandi Nagar, Avania Puram Post, Madurai - 625 012. | 6364 | Vodafone | Tamil Nadu | GBT
IN-1030750 | KEELASEVALPATTI | 10.1819 | 78.6613 | V.Amutha, S.F.No.381/10, George Road, Near GH Hospital, Keelasevalpatti Post, Thiruputhur Taluk, Sivagangai District | 592 | Vodafone | Tamil Nadu | GBT
IN-1030761 | SALIGRAMAM | 9.6109 | 78.7207 | A. Balasubramaniyan, S.F.No.345/3C, Near Door No.1/119, East Street, Salai Giramam, Illyangudi Taluk, Sivagangai - 630 710. | 470 | Vodafone | Tamil Nadu | GBT
IN-1030906 | PADAMATHUR | 9.8575 | 78.373 | Rajendran, S/o. Karuppiah, padamathur post, Padamathur bus stop, sivagangai TK, 92459-98337 | 1886 | Vodafone | Tamil Nadu | GBT
IN-1030914 | SARUGANI | 9.847 | 78.7454 | Francis Angelo, S.F No.133/1, Near Door No.4/214,Level gar, Sarugani Post, Devakottai, Sivagangai - 623 405. | 1847 | Vodafone | Tamil Nadu | GBT
IN-1030938 | SHATHARANKOTTAI | 9.7591 | 78.5393 | Mrs.Muthurathim, W/o.Paari, Satharasankottai, Satharasankottai Post, sivagangai District.Contact Person gabalan 98659 90624 | 1973 | Vodafone | Tamil Nadu | GBT
IN-1030954 | LADANANDAL | 9.81 | 78.2983 | M.Chandra, SF No: 113/3A, Madurai Main road, Ladandhal, post, Mamadurai TK, Sivagangai - 630 611 | 1997 | Vodafone | Tamil Nadu | GBT
IN-1030990 | VELLALUR1 | 9.9986 | 78.4065 | Mr.A.K.Kann, S/o. Karamegam, 190, Vellalur post, Melur Tk, Madurai - 94426-00350, 98653-88999, 0452-2427652 | 1926 | Vodafone | Tamil Nadu | GBT
IN-1030996 | T.AYYANKOTTAI | 10.03 | 78.014 | ASV.Duraipandi, AS Velayudam,T.Ayyankottai, Vadipatti post, Madurai, 98428-08383, 04543-258079 | 1950 | Vodafone | Tamil Nadu | GBT
IN-1031022 | CHATRAKUDI | 9.407 | 78.703 | Mr.N.Kesavan, Mr.N.Selvaraj, Mr.Venkatachalam, SF No: 149/2, 149/7, backside of indian oil bunk, chatrakudi, paramakudi tk, ramathapuram - 623 527 / 04564-226207, 92454-48509 | 510 | Vodafone | Tamil Nadu | GBT
IN-1031043 | VETTRIVURSTOP | 9.9139 | 78.6513 | O.KANNAPPAN, S.F.No.150/4A2, Four Road Vilaku, Malaikandam Panchayat, Karaikudi Taluk, Sivagangai 630 561. | 1851 | Vodafone | Tamil Nadu | GBT
IN-1031045 | KARUPUR_MDZ | 10.1113 | 78.5316 | V.CHANDRAN, S.F.No.133/4 B & 133/8, Near No.1/93 B, Karuppur, Thirupathur, Sivagangai 630 211 | 1870 | Vodafone | Tamil Nadu | GBT
IN-1031049 | MARAVANGULAM | 9.7669 | 78.6393 | Mr.Dhakshana moorthy, S/o.Veluchamy Devar, Maravamangalam Post, Sivagangai DT, 98425-81771 | 1960 | Vodafone | Tamil Nadu | GBT
IN-1031052 | MELAPASALAI | 9.6462 | 78.4432 | MR.ANBUVAN, S/O. MELAPPA SALAI, SIVAGANGAI DISTRICT - 630 606. PH- 04574-268129. | 1935 | Vodafone | Tamil Nadu | GBT
IN-1031057 | KATTUNEDUNGAL | 9.79 | 78.4722 | Rajalakshmi, W/o.Rajangam, 2/189,Sundarandappu, K Kandani(Po), Sivagangai(Dt). | 1954 | Vodafone | Tamil Nadu | GBT
IN-1031089 | VALIYATHUR | 10.0583 | 78.6222 | K.Murugapandian, S/o. B.Kumaravel, Vellaiyathur, Pattamangalam post, ThirupathurTK, Sivagangai Dt, 04577-26249060 | 2470 | Vodafone | Tamil Nadu | GBT
IN-1031105 | ALAMKUDI | 10.0392 | 78.6918 | S.PANCHANATHAN, S.F.No. 154/4, Near Door No.482, Muthiya Illam, Sivankoil Street, Alankudi Post, Sivagangai - 630 307. | 1837 | Vodafone | Tamil Nadu | GBT
IN-1031161 | PAPPAMADAI | 9.7289 | 78.4069 | G.Panjavarm, 685, Pappamadai, Thirupachetti Post, Mamadurai TK, Sivagangai Dt, 98947 53995 | 2588 | Vodafone | Tamil Nadu | GBT
IN-1031184 | THIRUVATHAVUR | 9.9529 | 78.3116 | Mr.G sambatha moorthy, 2/256, Thiruvathaur, Melur TK, Madurai, 0452-242409 | 1978 | Vodafone | Tamil Nadu | GBT
IN-1031198 | MANINAGAR | 9.5569 | 78.5719 | G. Sathishkumar, S/o. Govindarajan, 1/161,31-A,Mani gar, K. Paramakudi, Opp. RTO Office, Paramakudi - 623 707. Ph : 04564-223555, 98426-53640, 9894012536 | 1877 | Vodafone | Tamil Nadu | GBT
IN-1031222 | MELARAMANADI | 9.4068 | 78.2933 | K.Mani megalai, W/o.Mr.Kumaraappan, C/o. President melaramanathi panjayath-1, melaramanathi post, Kamuthi TK, Ramanathapuram Dt, 94430 05300, 04576-223225 | 2587 | Vodafone | Tamil Nadu | GBT
IN-1031238 | KEELAVALAVU | 10.0729 | 78.4179 | MRS.S.G.SAKUNTHALA,TS.NO.222&223,NEW TS.NO.222/2,NO.160/13A,VADIVEL GAR,KAMARAJAR SALAI,MADURAI DIST.-9PH:98430-32607(REMARKS:MRS.SAKUNTHALA SON IS MR.JAYANTHILAL) | 6063 | Vodafone | Tamil Nadu | GBT
IN-1031253 | PARAVAI | 9.9673 | 78.0604 | R. Thangam, S/o V. Raman, Dindigul Road, Near Reliance Towert, Paravai 625 402. Ph 9894993735 | 6060 | Vodafone | Tamil Nadu | GBT
IN-1031352 | MELURBSC | 10.035 | 78.3472 | Plot Nos. 36 & 37, SF No. 256/1A2, 256/1B, Thirumalai Gardens, Sanda Pettai, Madurai - Trichy Road, Melur - 625 106. | 6014 | Vodafone | Tamil Nadu | GBT
IN-1031432 | NORTHAVANIST | 9.921 | 78.1176 | B.Banupriya, No.138, Vadaku Avani Moola Street, Madurai -1. | 1266 | Vodafone | Tamil Nadu | RT Pole
IN-1031496 | EASTVELIST | 9.9206 | 78.1252 | 73A, East Veli Street, Madurai-625 001 | 6002 | Vodafone | Tamil Nadu | RT Tower
IN-1031507 | SSCOLONY | 9.9272 | 78.0983 | 85/A-1.Ponmeni Narayana St,SS Colony, Madurai16. /Koshika Mansion ,North gate Rd, SS Colony,madurai | 6011 | Vodafone | Tamil Nadu | RT Tower
IN-1031509 | TIRUMANGALAM | 9.825 | 77.9889 | No.683/1, 683/2, 683/3, 683/4 and 683/5, Madurai Road, Thirumangalam- 625 706, Madurai District. | 6016 | Vodafone | Tamil Nadu | RT Tower
IN-1031510 | TVSNAGAR_MDU | 9.8986 | 78.0917 | Tpk Road, Pykara, Madurai-625 017 | 6005 | Vodafone | Tamil Nadu | RT Tower
IN-1031578 | MANAMADURAI | 9.6928 | 78.4525 | SSR complex,Therkku theru.Mamadurai. | 6037 | Vodafone | Tamil Nadu | GBT
IN-1031587 | ANUPANADI | 9.915 | 78.1409 | Chellam Plaza, VS Chellam Soaps,Kamarajar Salai, Madurai | 6023 | Vodafone | Tamil Nadu | RT Tower
IN-1031588 | MKU | 9.9348 | 78.0442 | Madurai Kamaraj University Main Gate | 6022 | Vodafone | Tamil Nadu | RT Tower
IN-1031626 | VANDIYUR | 9.9126 | 78.1634 | R. Chandran, Re Survey:No:159/7, No;2/305, Cm Nagar, Yamuna St, Vandiyur, Madurai Dt-20. | 6056 | Vodafone | Tamil Nadu | RT Tower
IN-1031646 | VILANGUDI | 9.9513 | 78.0898 | V. Marimuthu, Door No.24B, Union Bank Colony, 4Th Street, Vilankudi, Madurai. | 6061 | Vodafone | Tamil Nadu | RT Tower
IN-1031659 | NARIMEDU | 9.9376 | 78.1259 | M. Raghuramarajan, T.S.No.1679, New S.F.No.416,No.30, Opp. To Rathna Stores, Sonaiyar Koil Street, Narimedu, Madurai Dt.- 625 002. | 6076 | Vodafone | Tamil Nadu | RT Tower
IN-1031672 | KAMUTHI | 9.4088 | 78.3684 | A. Vijayarani, GRS NO 606/755, KSK Amirthapandiyan Complex, Periyamman Koil Street, Behind Amman Temble, Kamuthi, Ramathapuram 623 603. Ph: 04576 223571 | 1125 | Vodafone | Tamil Nadu | RT Tower
IN-1031749 | SELLUR | 9.9335 | 78.122 | A.Muthumeel, W/O E. Arumugan, 26, Agimsapuram 2Nd Street, Sellur, Madurai-2.Ph 98428 32924 | 571 | Vodafone | Tamil Nadu | RT Tower
IN-1031750 | THEPAKULAM | 9.9078 | 78.1515 | Mr. Kumaeresan, Plot No 18, Manickam gar,? Near Theppa Kulam, Kieerai Thottam, Madurai. Ph 0452 231191. 98452 79080 | 6340 | Vodafone | Tamil Nadu | RT Tower
IN-1031758 | OLDKUYAVARPLYM | 9.9134 | 78.1285 | K. Kesavan, No.4, 2Nd Street, Old Kuyavarpalayam Road, Madurai - 625 009. | 1142 | Vodafone | Tamil Nadu | RT Tower
IN-1031830 | THIRUMALANAYAKMAHAL | 9.916 | 78.124 | G.Balasubramanian & K.Ganesh, 'Kanesan Stores'' No.50-51, Mahal Vadampokki Street, Madurai - 625 001. | 1265 | Vodafone | Tamil Nadu | RT Tower
IN-1031845 | ANDALPURAM | 9.908 | 78.101 | N.Srinivasan, No.94, Tpk, Main Road, Andalpuram, Madurai District -3. | 943 | Vodafone | Tamil Nadu | RT Tower
IN-1031849 | MADAKULAM | 9.9188 | 78.0821 | Mr.Babu Venkatesh kumar, S/o.Duraisamy, No 15, East Street, Madakulam, Madurai. 94420 26622, 9840485485, 9940267247 | 1275 | Vodafone | Tamil Nadu | RT Tower
IN-1031856 | MUDUKUSALAI | 9.9345 | 78.09 | A.M.Ramasamy, R.S.No.47/2, No.80, Muthu Meenakshi Complex, Mudukusalai, Theni Main Road, Madurai - 16. | 1276 | Vodafone | Tamil Nadu | RT Tower
IN-1031888 | RAMNAGAR_MDZ | 9.964 | 78.8056 | Mr.V.JAGATHAN S/O USALAPPAN,RICE MILL COMPOUND,BACK SITE CITY CO-OPERATIVE BANK,RAMGAR,DEVAKKOTTAI EXTENSION,SIVAGANGAI-630303,PHONE:9865221519. | 1894 | Vodafone | Tamil Nadu | RT Tower
IN-1031909 | APKROAD | 9.8948 | 78.1173 | M.MANICKAVALLI, No.86-A,Aruppukottai Main Road, Near Badma Theatre, Vellapuram, Madurai - 625 012. | 2278 | Vodafone | Tamil Nadu | RT Tower
IN-1031915 | BETHANIAPURAM | 9.9375 | 78.0982 | A.Arumugam, APR Mahal, Bye pass road, Arapalayam, Madurai, 99940-10211 | 1486 | Vodafone | Tamil Nadu | RT Tower
IN-1031934 | MDUDSPNGR | 9.9253 | 78.0908 | Mr.S.Rajaram, Plot No: 21, 6th Street, DSP nagar, Bye pass road, Madurai - 625 010, 94433-85011 | 2172 | Vodafone | Tamil Nadu | RT Tower
IN-1059085 | ALAGARKOVIL | 10.0686 | 78.2149 | Mr. Janarthanan Babu, Pathai Sathram, Therkku Kottaivasal, Alagarkoil, Madurai Dt / Residence: No-273, Vaigai 6 Th Cross Street, Sri Nagar, Iyer Bunglow, Madurai-625017 / Ph. 9843268122 / 0452 2311424 | AGKOL1 | Airtel | Tamil Nadu | GBT
IN-1059090 | ANAIYUR2 | 9.9608 | 78.1099 | Mr.Prabhakaran,S/O, Nagupillai, Tangavill,Near Reliance Tower,Opp To Bus Stand,Main Road,Anaiyur,Madurai Dist. | ANIYR2 | Airtel | Tamil Nadu | GBT
IN-1059096 | A.VELLALAPATTY | 10.0589 | 78.2866 | Mr.Sundar Rajan Land, 12A, Main Road, Ward 10A, Vallalapatti, Alagercoil Via, Melur Tk., Madurai Dt | AVLPT1 | Airtel | Tamil Nadu | GBT
IN-1059133 | KARAIKUDI1 | 10.0751 | 78.7796 | Perumal Building, 236/8 Taluk Office Road, Opp To Women Police Station, Karaikkudi. | KKD01 | Airtel | Tamil Nadu | GBT
IN-1059162 | MANAMADURAI-AGHRAGARAM | 9.6906 | 78.4522 | Mr Radhakrishns Land ,Door No -13, Sundarapuram , Agragaram, Mamadurai Phone:258390 | MMDU1 | Airtel | Tamil Nadu | GBT
IN-1059221 | SILAIMAN | 9.8714 | 78.1878 | C.Arumugam Pillai, Sf No: 21/4, Near Arumugam Pillai Bricks, Railway Crossing Keeladi Cross Road, Silaiman, Madurai ( Dt ) 625 201 / 0452-2465897 | SLMAN1 | Airtel | Tamil Nadu | GBT
IN-1059327 | ABIRAMAM | 9.4445 | 78.4345 | E.Alagusamy @ Mohan, Sf No: 240/2E, Near Bus Stop, Abiramam, Kamuthi Taluk, Ramanathapuram Dt - 623601 / 94430 92494, 04576-265207 | ABRAM1 | Airtel | Tamil Nadu | GBT
IN-1059335 | RAJAGAMBIRAM | 9.7218 | 78.4153 | S.Selvam,No:5, Main Road, Rajagambiram,Manamadurai Road, Sivagangai Dist-630 609.Ph: 98654-83219, 99941-66711 | RJGBM1 | Airtel | Tamil Nadu | GBT
IN-1059356 | CHITTAMPATTI | 9.9831 | 78.2349 | Mr. P. Moovandra, S/O. Mr.Padithorai, Survey No. 62 /2B1, Beside Post Office, Chittampatti, Madurai Dist-625122, Ph-9443133185 | CHMPT1 | Airtel | Tamil Nadu | GBT
IN-1059366 | VADUGAPATTI | 10.0491 | 77.9997 | Radhakrishnan, Survey No: 86/4,Mrm Agency Land, Vadugapatti, Thanickayan Post, Madurai Dist-625221. Ph; 98421-54084 | VDPTI1 | Airtel | Tamil Nadu | GBT
IN-1059373 | ELIYARPATTI | 9.7944 | 78.0946 | S.Makkasamy, Resurvey No: 52&53, Nadu Theru, Eliyarpatti, Valiyankulam Post, Madurai Dist-625022. | ELRPT1 | Airtel | Tamil Nadu | GBT
IN-1059408 | LADNANDAL | 9.808 | 78.2998 | M.Mayandi, Sf No; 113/1B, Veeralakshmipuram, Ladanandal Post, Manamadurai Tk, Sivagangai Dist-630611. Ph; 04574-265815, 98430-77108 (Nh-49 ( Madurai To Manamadurai ) | LDNDL1 | Airtel | Tamil Nadu | GBT
IN-1059418 | SAMATHAPURAM | 9.7623 | 77.9808 | Open Land Of Mr. B.R. Balakrishna, S/O. Mr. Raju Naidu,394/3 Beside Road Going To Gokkal, Samathapuram Madurai Dist-625704.Ph-Acq - 9894010684 (Sm) (Nh 7 (Between Kallugudi To Thirumangalam) | SMTPM1 | Airtel | Tamil Nadu | GBT
IN-1059420 | THERKUTHERU | 10.0052 | 78.2866 | P.Ponnampallam, Sf No: 237/9, Therku Theru, Therukutheru Post, Melur Taluk, Madurai Dist-625106. Ph; 0452-2420297 (Nh-45B (Othakadai To Melur) | TKTRU1 | Airtel | Tamil Nadu | GBT
IN-1059447 | PALANGANATHAM BUS STAND | 9.9045 | 78.0923 | Open Of Mrs.Thamil Selvi, W/O. Mr.Chidambaram, Land Behind Pashupathy Medicals, No.68/1, Madakulam Main Road, Palangatham, Madurai. | MDU63 | Airtel | Tamil Nadu | GBT
IN-1059474 | VIRANGANUR | 9.8993 | 78.165 | M. Balasubramaniam, Resurvey No. 69/6, Land Behind Kalavasal(Brick Factory), Ring Road Towards Aruppukottai, Madurai - 625009, Ph: 0452 4395639 (Acquired By - B.Siva-98947 00066) | MDU102 | Airtel | Tamil Nadu | GBT
IN-1059496 | SAMBAKULAM | 9.8353 | 78.0567 | Open Land Of Mr Murugesan,On Road Going Towards Tirumangalam,Ring Road,Sambakulam,Madurai. Contact Mr Rajendran Tea Shop Owner | MDU100 | Airtel | Tamil Nadu | GBT
IN-1059548 | KATCHIAKATTI | 10.0868 | 77.9969 | R. Chinnasamy, S/O. Mr. Ramasamy, No.1/192, Perumal Kovil Street, Katchiakatti, Vadiapatti Tk., Madurai Dist - 624218, Ph: 93614 91724 (Acq By Kg Siva) | KTKTI1 | Airtel | Tamil Nadu | GBT
IN-1059680 | PULIYAL | 9.8446 | 78.8659 | Existing Microwave Repeater,Open Land Of Mr.Joseph,Opp To Society Bank,Puliyal,Sivagangai Dist. | PLYL1 | Airtel | Tamil Nadu | GBT
IN-1059693 | KARUPPAIYURANI | 9.93 | 78.1761 | Mrs.S.Jeyalakshmi,Re-S.F.No.25/1,&28/1A1,Bharathipuram,2Nd Street,Karuppaiyurani,Madurai Dist.-625 003.Ph:94428-81023 | KRPNI1 | Airtel | Tamil Nadu | GBT
IN-1059729 | RAILWAY STATION | 10.0685 | 78.7914 | Mrs.A.R.Nachammai,Ts.No.428,428/6,A.R.Nachammai Malligai Stores,Opp.To Railway Station,Karaikudi,Sivagangai Dist.-630 003.Ph:98425-05986 / 9865046266 | KKD12 | Airtel | Tamil Nadu | GBT
IN-1059731 | SHIVAGANGAI ROAD | 9.9292 | 78.1677 | Mr.J.Selvakumar,Sf.No.9/1,Plot.No.7,City Garden Near P.C.Company,Sivagangai Road,Madurai Dist-625020.Ph.No.0452-2624331,94439-34333. | MDU97 | Airtel | Tamil Nadu | GBT
IN-1059751 | SEVATHANKOTTAI | 9.8992 | 78.8471 | Mr.M.Murugesan,Sf.No.99/2,Sivanthankottai Village,Maviduthikottai Post,Devakottai Taluk,Sivagangai Dist.-630 302.Ph:04561-291978 | SVKTI1 | Airtel | Tamil Nadu | GBT
IN-1059810 | VELLARIPATTI | 9.9969 | 78.2539 | Mr.M.Ramalingam,Sf.No.538/11A.538/11B,Open Land Near Nisha Steel Main Road,Vellari Patti Post,Melur Taluk,Madurai Dist-652122.Ph.No.99945-71387. | VLRPT1 | Airtel | Tamil Nadu | GBT
IN-1059818 | M.D.L INDUSTRIES | 9.7251 | 77.9789 | Mr.D.Mutheeswaran,Old Sf.No.294/1,Re Sf.No.25/1,Land Near Mdl Industries Ltd.,Sivarakottai Post,Thirumangalam Taluk,Madurai Dist.-625 706. | MDLSE1 | Airtel | Tamil Nadu | GBT
IN-1059844 | ARIYANANDAL | 9.5102 | 78.625 | Mr.v.ramu,sf.151/3,land Near Amman Koil,madurai To Rameshwaram Road, Ariyandal Post, Paramakudi TalMr.v.ramu,sf.151/3,land Near Amman Koil,madurai To Rameshwaram Road, Ariyandal Post, Paramakudi Taluk | AYNDL1 | Airtel | Tamil Nadu | GBT
IN-1059888 | MANALUR | 9.8605 | 78.2189 | MR.S.SESHADRI,SF.NO.170/6,169/2A,169/3,169/4,170/9,169/5 & 169/6,PLOT NO.140 & 141,KRISHGAR,RAMESHWARAM HIGH ROAD,MALUR,MAMADURAI TALUK,SIVAGANGAI DIST-630611.PH.NO. | MANLR1 | Airtel | Tamil Nadu | GBT
IN-1059899 | THOOTHAI | 9.791 | 78.3275 | MR.A.P. SIVARAJAN, NO.26/1, TOOTHAI VILLAGE, KOOTHANKULAM POST, THIRUPACHEATHI VIA, MAMADURAI - TK, SIVAGANGAI DIST - 633610 | TOOTI1 | Airtel | Tamil Nadu | GBT
IN-1059953 | MOONANDIPATTI | 9.9374 | 77.9408 | MR.P.PEYA DEVAR,SF.NO.42/18,LAND BEHIND KASI MALIGAI STORE,MOONANDIPATTY,KARAMATHUR POST,USALAMPATTY TALUK,MADURAI DISTRICT-625514.PH.NO.04549-329582. | MOONA1 | Airtel | Tamil Nadu | GBT
IN-1059955 | AMARAVATHIPURAM | 10.0154 | 78.8024 | MR.A.R.RAJENDRAN,SURVEY NO.138/1,NO.634A,RAJESHWARI COLONY,KALLUPATTY VALAKU,AMARAVATHI PUTHUR POST,KARAIKUDI TALUK,SIVAGANGAI DISTRICT-630 301.PH:99429 44340. | AMARA1 | Airtel | Tamil Nadu | GBT
IN-1059965 | MANINAGAR | 9.5578 | 78.5713 | MRS.S.PADAMMANI,W/O.N.GOVINDARAJAN,1/161-1,MANINAGAR,PARAMAKUDI,RAMANATHAPURAM-623707.PH:623707 | PMKD5 | Airtel | Tamil Nadu | RT Tower
IN-1060016 | MELAPERUNGARAI | 9.5761 | 78.4911 | MR.MALAICHAMI,S.NO.415/5,NEARPARTHIBANUR,MADURAITORAMNADROAD,NH49,RAMANATHAPURAMDIST-623608.PH:04564-264282. | MLPGI1 | Airtel | Tamil Nadu | GBT
IN-1060090 | PAVENDHARSALAI | 10.0829 | 78.7749 | MR.K.VETRIVEL,S/O.MR.KRISHNAMOORTHYPILLAI,T.S.NO.168PART,NO.52/1,PAVENDHARSALAI,SEKKALAI,KARAIKUDI,SIVAGANGAI DIST-630002.PH:9442815543 | KKD14 | Airtel | Tamil Nadu | GBT
IN-1060139 | IDAYAR STREET | 10.0636 | 78.7748 | MR.S.DHARMALINGAM,TS.NO.283,NO.34,MUNCIPAL STREET,G.H.BACKSIDE,KARAIKUDI,SIVAGANGAI DIST.-623 601.PH:04565-221554/94866-51836 | KKD13 | Airtel | Tamil Nadu | GBT
IN-1060205 | KUNNAKKUDI | 10.1132 | 78.6989 | MRP.DHAPAUL,OLD SF.NO.153/1,PART,153/8,LAND BACKSIDE V.M.COMPLEX,SOUTH RATHA STREET,KUNDRAKUDI,THIRUPATHUR TALUK,SIVAGANGAI DIST.-630 206.PH:04577-264271/9486612096 | KNNKD1 | Airtel | Tamil Nadu | GBT
IN-1060231 | KUMMANGUDI | 10.1148 | 78.6372 | MR.POOMAI,KUMMANGUDI,ADHIKARAM P O,THIRUPATTUR,SIVAGANGA. CONTACT PERSON GANESH : 9894270938 | KMMGD1 | Airtel | Tamil Nadu | GBT
IN-1060239 | THAYAMANGALAM | 9.6832 | 78.603 | MR.S.DURAI RAJ CHETTIYAR/BASKHARAN/D.PANDIYAN/D.KANN,SF.NO.78/4,NO.90/304,MEELAVASI STREET,MADURAI DIST.-625001. | THMGM1 | Airtel | Tamil Nadu | GBT
IN-1060285 | VIKRAMANGALAM | 10.0095 | 77.9223 | MR.S.BALASUBRAMANIAN@PAVUNURAJ/MRS.B.CHINNAMMAL,SF.NO.UDR RE-SF.NO.45/9A2,NO.2/13,OPP.TO AMBIGA THEATRE,USILAI ROAD,VICKRAMANGALAM POST,MADURAI DIST.-624 207.PH: | VIKRM1 | Airtel | Tamil Nadu | GBT
IN-1060295 | KAATTU KUDIERUPPU | 9.8655 | 78.5252 | MR.P.VEERAPANDIAN, S/O.V.POOCHI, S.NO.187/1A, 1A1, PAIYUR, KATTU KUDIYIRUPPU, SIVA GANGAI DIST - 630 561. PH:98650 15995 | KTKPU1 | Airtel | Tamil Nadu | GBT
IN-1060312 | USINALA KOTTAI | 9.7517 | 78.9809 | MRS.M.BANUMATHI,W/O.MUTHU,SF.NO.65/10& 7B,MADURAI MAIN ROAD,USILAKOTTAI,THONDI,THIRUVADAI TALUK,RAMATHAPURAM DIST.-623 407.PH:98423-85885 | USNKT1 | Airtel | Tamil Nadu | GBT
IN-1060338 | SITHA AAMAL COLLEGE, TRIUPATHUR | 10.1112 | 78.5899 | A.ANTONY SAMY DURAI, 11-242, ANMA NAGAR, MADURAI ROAD, THIRUPATTUR,SIVAGANGAI. PH:9865045586 | TPAT2 | Airtel | Tamil Nadu | GBT
IN-1060474 | MUTHURAMALINGA DEVAR COLLEGE | 9.415 | 78.3814 | MR.S.MUTHUKUMALINGAM,S/O.SUNDARASAMY DEVAR,SF.NO.70/1,SF.NO.70/155B,NEAR DEVAR COLLEGE,KOTTAIMEDU,KAMUTHI,RAMATHAPURAM DIST.-623 604.PH:9443336641 | KAMTI2 | Airtel | Tamil Nadu | GBT
IN-1060520 | THENOOR | 9.9866 | 78.0078 | Mr.BEARMOHAMAD, VICE PRESIDENT, SAMAYALLUR(VIA), MADURAI(DT). PH:9865744001 | THNOR1 | Airtel | Tamil Nadu | GBT
IN-1060526 | SRI CHAKRA NAGAR | 9.9684 | 78.1291 | JOTHILAKSHMI, E.B. COLONY, SRI CHAKRA NAGAR, MADURAI. PH:9345767006 | MDU140 | Airtel | Tamil Nadu | GBT
IN-1060535 | VELLALUR | 10.0014 | 78.406 | MR.VEERAM,OPP.TO.PRIMARY HEALTH CENTRE,MELUR TALUK,MADURAI DIST.-625109.PH:94430-46363. | VELLR1 | Airtel | Tamil Nadu | GBT
IN-1060536 | AMBALAKARAMPATTI | 9.9686 | 78.3912 | MR.S.PANDI,AMBALAKARAN PATTI,MELUR TALUK,MADURAI DIST.-625109.PH:98437-08014 | AMKPT1 | Airtel | Tamil Nadu | GBT
IN-1060603 | URANGANPATTI | 9.9983 | 78.4298 | MR.M.SETHU,URANGAPATTI,URANGANPATTI POST,MELUR TALUK,MADURAI DIST.-625109.PH:0452-2422575 | URNPT1 | Airtel | Tamil Nadu | GBT
IN-1060617 | SOUTH STREET | 10.0525 | 78.7753 | MRS.C.PANDIAMMAL,PERIYA NAGAR,NEW MARKET SOUTH STREET,KARAIKUDI,SIVAGANGAI DIST.-630001.PH:98437-08014 | KKD21 | Airtel | Tamil Nadu | GBT
IN-1060646 | VEMBATHUR | 9.8025 | 78.3826 | THE R.C.DIOCESE OF SIVANGANGAI, THE PROCURATOR, OLD S.NO.244/2, NEW S.NO.425/2, MICHAELS CHURCH, V.MICHAEL PATTANAM, VEMBATUR POST, SIVAGANGAI DIST - 630 565. PH:94432 73743 | VMBTR1 | Airtel | Tamil Nadu | GBT
IN-1060709 | KURAYUR | 9.6913 | 78.0266 | MRS.D.GESHWARI, W/O.V.DURAI PANDI, RS.NO.322/1B, KURAYUR, THIRUMANGALAM-TK, MADURAI DIST - 625 706. PH:94433 35960 | KURYR1 | Airtel | Tamil Nadu | GBT
IN-1060748 | CHELLUR | 9.9388 | 78.1211 | RELIANCE SITE,No-15 Bosu Street,Pudu Vesalam,Chellur,Madurai-1 | MDU118 | Airtel | Tamil Nadu | RT Tower
IN-1060752 | KALAIAR KOVIL(SOMANATHAMANGLAM) | 9.8463 | 78.6349 | S.NARAYANAN, S/O, SUBBAIAH CHETTIAR, TRUSTEE, ALAR ESTATE, ALAR STREET, KALAIYAR KOVIL, SIVAGANGAI(DT)-630551. PH:9486643486, 04575239022 | SMTGM1 | Airtel | Tamil Nadu | GBT
IN-1060807 | SENGAMADAI | 9.6713 | 78.8643 | MR.R.MARIMUTHU.SF.NO.422/1,SENGAMADAI,SAVERIYARPATTINAM POST,THIRUVADANNITALUK,RAMANAD DIST-623538.PH.NO.94441-68923. | SENGA1 | Airtel | Tamil Nadu | GBT
IN-1060824 | SAKKUDI VILAKKU | 9.8571 | 78.2686 | MR.JAYARAMAN, SF.NO.- SIVAGANGAI MAIN ROAD,SAKKUDI VILLAKU,KEELA VADAKUR,POOVANTHI,SIVAGANGAI DIST.- PH:04574-264326 | SKDVK1 | Airtel | Tamil Nadu | GBT
IN-1060829 | PAADHARA KUDI | 10.0905 | 78.7239 | MR.R.CHANDRAN,S/O.RAJU AMBALAM,SF.NO.233/4,LAND BACKSIDE OF NO.208/154,MAANAGIRI VALI,PAADHARAKUDI,KARAIKUDI MAIN ROAD,KARAIKUDI TALUK,SIVASANGAI DIST.-630307.PH:0456-5236403 | PDRKD1 | Airtel | Tamil Nadu | GBT
IN-1060902 | KALLUGUDI | 9.6974 | 77.9714 | Sgt Complex, Main Road, Kalligudi, Madurai Dist, Thirumangalam Taluk | KLGD1 | Airtel | Tamil Nadu | GBT
IN-1060928 | ASHOK NAGAR | 9.9383 | 78.0844 | R.S.No: 52/2, Muthaiya Kovil Ist Street, Kochadai, 84, Melakal Main Raod, Muthu gar, Maudari. | MDU50 | Airtel | Tamil Nadu | GBT
IN-1060933 | MANJUR | 9.4661 | 78.6567 | L.Arumugam, 1/5, Routhri Illam, Manjur Post,Paramakudi Tk, Ramd Dist 04564 - 260 286 | MNJUR1 | Airtel | Tamil Nadu | GBT
IN-1060941 | NAGARI | 10.0117 | 78.0181 | Mrs. S.Savithri M.M.Hitech Cold Storage, Dindigul Main Road Nagari. | NGRI1 | Airtel | Tamil Nadu | GBT
IN-1060968 | PARAMAKKUDI | 9.55 | 78.5828 | Open Land, Maruthu Pandi Nagar, Madurai Road, Paramakudi | PMKD2 | Airtel | Tamil Nadu | GBT
IN-1061036 | VADIPATTI | 10.0801 | 77.9663 | llakann'S Plot | VDPT1 | Airtel | Tamil Nadu | GBT
IN-1061038 | VELLIKURICHI | 9.7692 | 78.3633 | Vellikurichi Vilakku, S.F. No. 65/1 Vannankaval, Tiruppachethi (Via), Vellikurichi ? | VLKCI1 | Airtel | Tamil Nadu | GBT
IN-1061161 | TAJ HOTEL | 9.8983 | 78.0858 | Taj Hotel, Madura | MDUM3 | Airtel | Tamil Nadu | RT Tower
IN-1061199 | MEENAKSHIMISSION | 9.9468 | 78.1609 | MEENAKSHI MISSION HOSPITAL, MADURAI. | MDUM6 | Airtel | Tamil Nadu | RT Pole
IN-1061212 | MEENAKSHIMILLS | 9.9755 | 78.0414 | GHCLLIMITED,UNIT:MEEKSHIMILLS,PARAVAI,SAMAYALLURP.O.MADURAI-625402.PH:0452-2463469 | MDUM11 | Airtel | Tamil Nadu | RT Tower
IN-1061270 | ANAIYUR1 | 9.9536 | 78.1193 | Mr.Veerana Thevar, S/O. Rajamani Thevar, Veerana Thevar Papathiammal Kalyanamandabam, S.Alangulam, Kulamangalam Main Road, Madurai - 17 / 93452-03452 , 04552-243279 | ANIYR1 | Airtel | Tamil Nadu | RT Tower
IN-1061404 | DEVAKOTTAI2 | 9.9556 | 78.8136 | Aps Complex, Thirupattur Road, Devakottai | DVKT2 | Airtel | Tamil Nadu | RT Tower
IN-1061405 | DEVAKOTTAI - THYAGIGAL ROAD | 9.9467 | 78.82 | Others- Saravana Kumar Skm Mahal, 10/8Thiagikal Road, Devakottai | DVKT3 | Airtel | Tamil Nadu | RT Tower
IN-1061447 | ILAYANKUDI | 9.6272 | 78.6258 | S. Mohamed Ariff, 351- Kamarajar Road, Ilayankudi. | ILKD1 | Airtel | Tamil Nadu | RT Tower
IN-1061469 | KARAIKUDI2 | 10.07 | 78.77 | Hotel Udayam, A 333 Sekkalai Road, Karaikkudi | KKD02 | Airtel | Tamil Nadu | RT Tower
IN-1061470 | KARAIKUDI3 | 10.0661 | 78.7653 | Welcome Plaza Building, Kallukatty, Karaikkudi | KKD03 | Airtel | Tamil Nadu | RT Tower
IN-1061473 | KARAIKUDI7 | 10.059 | 78.7661 | Mr Savagen Complex, Cmc Road, Sanjai, Karai Kudi | KKD07 | Airtel | Tamil Nadu | RT Tower
IN-1061486 | KANDANOOR | 10.1077 | 78.828 | Mr A M Subbials.National Maligai Shop Building,Palayur Main Road,Kandanoor.Phone 04565-272236. | KNDNR1 | Airtel | Tamil Nadu | GBT
IN-1061538 | BY PASS ROAD | 9.9194 | 78.0942 | 3&4, Aa Towers, Bye-Pass Road, Madurai - 625010 | MDU01 | Airtel | Tamil Nadu | RT Tower
IN-1061541 | ANNA NAGAR | 9.9236 | 78.14 | 11 Vasavi Arcade, An gar 1St Street, An gar, Madurai - 625020 | MDU04 | Airtel | Tamil Nadu | RT Tower
IN-1061545 | ARAPALAYAM | 9.9356 | 78.1025 | 47 Dd, Main Road, Arapalayam, Madurai - 625016 | MDU08 | Airtel | Tamil Nadu | RT Tower
IN-1061546 | SHENOI NAGAR | 9.9258 | 78.1342 | MR.V.MOHAN & MR.V.MANOHARAN, S.F.NO.44/4, NO.20/301, 1ST CROSS, SAMPATTI PURAM, MADURAI DIST - 625 010. PH:98655 77184. PH:044 - 2726 8902 | MDU10 | Airtel | Tamil Nadu | RT Tower
IN-1061548 | VASANTHA NAGAR | 7 | 65 | 59 Tpk Road, Vasanth Nagar, Madurai - 625001 | MDU13 | Airtel | Tamil Nadu | RT Tower
IN-1061549 | RAJA CLINIC | 9.9215 | 78.1251 | 231/104 Eastveli Street, Madurai -625001 | MDU14 | Airtel | Tamil Nadu | RT Tower
IN-1061551 | MAHAL | 9.9144 | 78.1219 | 38 Mahal 5Th St, Madurai - 625001 | MDU16 | Airtel | Tamil Nadu | RT Tower
IN-1061553 | NEW NATHAM RD | 9.9656 | 78.1361 | HHotel Vasantham,1/757-Srigar,Newtham Road,Maduraiotel Vasantham,1/757-Srinagar,Newnatham Road,Madurai | MDU18 | Airtel | Tamil Nadu | RT Tower
IN-1061554 | MAHABOOBPALAYAM | 9.9225 | 78.1044 | No.50 Travellers Bungalow Road, Opp. Esi Hospital, Mahaboobpalayam, Madurai | MDU19 | Airtel | Tamil Nadu | RT Tower
IN-1061555 | OLD KUYAVAR PALAYAM | 9.9147 | 78.1283 | 1A Old Kuyavar Palayam Salai, Madurai - 625011 | MDU21 | Airtel | Tamil Nadu | RT Tower
IN-1061557 | P & T NAGAR | 9.9594 | 78.1283 | Meenakshi Complex,45-P&T Nagar,Madurai | MDU23 | Airtel | Tamil Nadu | RT Tower
IN-1061559 | KAMARAJAR ROAD | 9.9158 | 78.1369 | 178 Kamarajar Salai, Madurai - 625009 | MDU25 | Airtel | Tamil Nadu | RT Tower
IN-1061563 | BB KULAM | 9.9422 | 78.1289 | 2-Sulthan Nagar,Nethaji Main Road,Bb Kulam, Madurai | MDU29 | Airtel | Tamil Nadu | RT Tower
IN-1061564 | CMR ROAD | 9.9115 | 78.1341 | Vrl Booking Delivery Building,57.Cmr Road,Madurai.Ph-2730030 | MDU30 | Airtel | Tamil Nadu | RT Tower
IN-1061566 | KOCHADAI | 9.935 | 78.09 | Gvs Complexx ,Opp To Fenner, Kochadi | MDU35 | Airtel | Tamil Nadu | RT Tower
IN-1061568 | ANNA NAGAR | 9.9214 | 78.1458 | Dhanalakshmi Complex # 391, Anna Nagar Main Road, Madurai | MDU37 | Airtel | Tamil Nadu | RT Tower
IN-1061573 | VILANGUDI | 9.9522 | 78.0928 | Sundaram Complex, # 9, Karisakulam Bus Stop, Dindigul Main Road, Villangudi, Maduari. | MDU42 | Airtel | Tamil Nadu | RT Tower
IN-1061574 | MEENAKSHIPURAM | 9.9499 | 78.1277 | Mr. K S Chandrashekharan, 67/16, Krishnapuram Colony, Main Road, Madurai-14. 9843257731, 0452-5537097 | MDU44 | Airtel | Tamil Nadu | RT Tower
IN-1061578 | THATHANERI | 9.9378 | 78.1086 | Mr Veluswamy Building, Selvam Garments, 153 Aruldaspuram, Main Road, Thatanari, Madurai | MDU48 | Airtel | Tamil Nadu | RT Tower
IN-1061579 | VIRATTIPATHU | 9.9347 | 78.0786 | Pavunthai Building, # 2/1, Irulandi Thevar Colony,Viratripattu, Teni Main Road, Madurai | MDU49 | Airtel | Tamil Nadu | RT Tower
IN-1061580 | PONNAGARAM | 9.9275 | 78.1119 | Hms , Madurai District Mill Workers Union, Pongaram 3 Rd Street, Opp To Madura Coats. Madurai | MDU51 | Airtel | Tamil Nadu | RT Tower
IN-1061581 | WEST PONNAGARAM | 9.9309 | 78.1045 | Shiva Bhagya Apartments, 7Th Street, West Pongaram, Madurai . | MDU52 | Airtel | Tamil Nadu | RT Tower
IN-1061582 | LIC COLONY | 9.9467 | 78.1199 | M.Thomas Raj, 38F, Therasa House, Kulamangalam Main Road, Meembalpuram, Madurai - 625 002 | MDU53 | Airtel | Tamil Nadu | RT Tower
IN-1061583 | PASUMALAI | 9.8944 | 78.0816 | Mr.S.C.Rajan Daniel,16.Amutha Vilas,Pasumalai,Madurai-4,Ph-934426354 | MDU54 | Airtel | Tamil Nadu | RT Tower
IN-1061586 | RUKMANIPALAYAM | 9.9198 | 78.1281 | N.P.S. Pitchai Mani, N.P.S, Sundar Rajan , No. 11 & 12, !St Street, Rukmanipalayam , Madurai-09. 0452-2620101,2345105 | MDU57 | Airtel | Tamil Nadu | RT Tower
IN-1061588 | KODAL NAGAR | 9.9571 | 78.0986 | P.V.D.Trust,Kodal gar,Main Road,Kodal gar,Madurai-625018 94434-23950 | MDU59 | Airtel | Tamil Nadu | RT Tower
IN-1061589 | SOKKALINGAM NAGAR | 9.9269 | 78.0923 | Shashi Plaza, Mr, Sakkaravarthy, 17/76, Sokkalingam Nagar, Main Street, Madurai, 9843063773, 2603773 | MDU64 | Airtel | Tamil Nadu | RT Tower
IN-1061598 | MANAMADURAI | 9.2815 | 79.1529 | Madura Building215, B Madurai Mundabam, Main Road, Sedupathi, , Manamadurai | MMDU2 | Airtel | Tamil Nadu | RT Tower
IN-1061773 | SHOLAVANDAN | 10.0203 | 77.9619 | Vijayalaxmi Medicals Building, # 68 Opp To Mariyappan Temple,Sholavandan | SLVN1 | Airtel | Tamil Nadu | RT Tower
IN-1061874 | TIRUPUVANAM-SIVAGANGAI | 9.8289 | 78.2532 | Ss Complex, Main Road, Tirupuvam | TPNM1 | Airtel | Tamil Nadu | RT Tower
IN-1061938 | TIRUVADANAI | 9.7853 | 78.9175 | Pmr Complex (Mahalaxmi Finance Above) Oriyur Road, Thiruvadanai | TVNI1 | Airtel | Tamil Nadu | RT Tower
IN-1061999 | ANNA NAGAR | 9.9239 | 78.1488 | Rabiathul Basri, Resurvey No: 10- Hig - 19, 80 Feet Road, An gar, Madurai - 625 020 / 94438-32498 | MDU60 | Airtel | Tamil Nadu | RT Tower
IN-1062014 | VANDIYUR | 9.9117 | 78.1619 | Mvm Arcade Complex, Mr Veerabatram, Ranimangamaal Road, Pkm gar, Vandiyur, Madurai Dist - 625020. Ph:2523199, 2470228 | VNDYR1 | Airtel | Tamil Nadu | RT Tower
IN-1062017 | GORIPALAYAM MOSQUE | 9.93 | 78.1273 | T.S.No, 1371, M.S.Vishram Traders, No.133,Bridge Station Road, Opp To Petrol Bunk, Madurai Dt-625 002 Ph No: 04522 526406 | MDU69 | Airtel | Tamil Nadu | RT Tower
IN-1062025 | YADAV COLLEGE | 9.9801 | 78.1424 | Mohamas Hanifa, Mh Complex, New tham Road, Twad Colony, Thirumala Puram, Thirupalai, Madurai Dist-625014. | MDU83 | Airtel | Tamil Nadu | RT Tower
IN-1062026 | ACHAMPUTTU | 9.9386 | 78.0655 | Mrs. R.Lakshmi, Keerthana Medicals Building, Achampattu, Madurai Dist-625019. | MDU98 | Airtel | Tamil Nadu | RT Tower
IN-1062043 | THIRUPALLAI | 9.9703 | 78.1382 | Raja Traders, D.No.3/348, Rgs Complex, Sri Krish gar, Thirupallai, tham Main Road, Madurai. | MDU84 | Airtel | Tamil Nadu | RT Tower
IN-1062057 | KAMARAJAR ROAD | 9.917 | 78.1324 | Ts No.1752, Sub Divn 3037, No 231 A, Kamarajar Salai, Madurai Dt-625 009 0452 2344474, 98435 55143 | MDU67 | Airtel | Tamil Nadu | RT Tower
IN-1062067 | ANNA NAGAR (SUNMARK) | 9.925 | 78.1356 | Ram Nivas Illam, No.15, West Street, Maduchigam, Anna Nagar, Madurai. | MDU70 | Airtel | Tamil Nadu | RT Tower
IN-1062075 | S.S.COLONY | 9.9228 | 78.0987 | Mrs.Parvathy Ammal, 36, Pillayar Koil Street, Ss Colony, 1St Street, Ss Colony, Madurai -10 | MDU61 | Airtel | Tamil Nadu | RT Tower
IN-1031829 | K.PUDUR | 9.958 | 78.1452 | R.Dalapathy Jayarayan, No.4/601-2, Mahalakshmi gar, Rayappa Gardens, Kanndhal Road, K.Pudur, Madurai - 7 | 947 | Vodafone | Tamil Nadu | RT Tower
IN-1062109 | CEMENT ROAD | 9.9096 | 78.1517 | Mr. Arogyasamy, Cement Road, Manickam gar, Madurai, Ph-9843074779 | MDU75 | Airtel | Tamil Nadu | RT Tower
IN-1062110 | MADAKUALAM | 9.9179 | 78.081 | Mr. Dorai Samy, No.69/50, Rathibavam, Madakulam Keel Thiruvu, Madakulam, Madurai. Ph-9 | MDU94 | Airtel | Tamil Nadu | RT Tower
IN-1062111 | DURAISAMY NAGAR | 9.9159 | 78.0899 | J.Uma, W/O, Jarthan, 20, Vivek Street, Durai Samy gar, Madurai - 625010, Ph: 0452 2600396, 94432 60039 | MDU96 | Airtel | Tamil Nadu | RT Tower
IN-1062260 | ANDALPURAM | 9.9087 | 78.1034 | Mrs. A.Ushadevi, S.F.No.31/1A,31/1A2, No.12/1, Thiruparukundram Road, Andalpuram, Madurai Dist.-625 003.Ph:98421-22044 | MDU62 | Airtel | Tamil Nadu | RT Tower
IN-1062274 | MADURAI BYPASS | 9.9328 | 78.0968 | Mr.A.Senthur Pandian, Sf No: 23/4, Sri Vignesh Lubricants, No:128, By Pass Road, Near Thangam Motors, Madurai - 625 016 / 0452-2610605, 9344106351 | MDU103 | Airtel | Tamil Nadu | RT Tower
IN-1062308 | JEEVA NAGAR | 10.0802 | 78.7678 | Mrs.K.Jamaliya Begum,T.S.No.128/1Part,No.128,J.K.Complex,Kalanivasalpudu Road,Jeeva gar,Karaikudi -630 001.Ph:98429-77639 ( than Communications Building ) | KKD09 | Airtel | Tamil Nadu | RT Tower
IN-1062309 | ARUNA NAGAR | 10.0769 | 78.7749 | Mr.C.T.Arulvalieswaran,T.S.No.4,No.27,Abarjitha Complex,Govindarajulu Strett,Aruna Nagar,Karaikudi,Sivagangai Dist.-630 102.Ph:94432-87157(Manikandan Is A Brother Of Mr.Arulvalieswaran) | KKD10 | Airtel | Tamil Nadu | RT Tower
IN-1062432 | BETHANIYAPURAM | 9.9366 | 78.0969 | MR.T.SELVARAJA, MRS.S.VELTHANGAM & MR.S.RAJASEKAR, S.NO.17/5A, 8B&9B, NO.1, NAGU NAGAR, NEW RAJA STORE, BETHANIAPURAM, BYE PASS ROAD, OPP. TO GURU THEATRE, MADURAI DIST - 625 016. PH:0452 - 2386250 | MDU104 | Airtel | Tamil Nadu | RT Tower
IN-1062435 | SAMPATTIPURAM | 9.9307 | 78.0923 | MR.V.MOHAN & MR.V.MANOHARAN, S.F.NO.44/4, NO.20/301, 1ST CROSS, SAMPATTI PURAM, MADURAI DIST - 625 010. PH:98655 77184. PH:044 - 2726 8902 | MDU105 | Airtel | Tamil Nadu | RT Tower
IN-1062439 | ANNA NAGAR | 9.9201 | 78.151 | MR.V.SOUNDARAPANDI, R.S.NO.71/1C1, NO.38/30/5, EAST LAST STREET, VELLAISAMY BHAVANAM, ANNA NAGAR, MADURAI DIST - 625 020. PH:98420 36245 | MDU107 | Airtel | Tamil Nadu | RT Tower
IN-1062556 | MEENAKSHINEW STREET | 10.0745 | 78.7685 | MRS.J.BOWSIA,T.S.NO.368,NO.99/3,MEEKSHI,NEW STREET,MUTHUPATTANAM,KARAIKUDI-630001,PH:9443609939 | KKD17 | Airtel | Tamil Nadu | RT Tower
IN-1062559 | RAILWAYFEEDER ROAD | 9.8233 | 77.9876 | MR.P.GASAMY,S/O.MR.N.PERUMALIDU,R.S.NO.26/2B&26/1,NO.14A,RAILWAYFEEDER ROAD,THIRUMANGALAM,MADURAI DIST-625706.PH:04549-280557 | TMGM3 | Airtel | Tamil Nadu | RT Tower
IN-1062577 | THAIMUGAMBIKA NAGAR | 9.9591 | 78.1191 | MR.P.SOMASUNDARAM,R.S.NO.68/4,POONGA GAR,KULAMANGALAMMAIN ROAD,OPP.TORR COMPLEX,MADURAI DIST-625017,PH: | ANIYR3 | Airtel | Tamil Nadu | RT Tower
IN-1062587 | INDRA NAGAR | 9.8241 | 78.2593 | MRS.B.HAJATHI BEGAM, W/O.BAVA BAKURUTHIN, S.NO.43/14, MUTHOOT'S BANK COMPLEX, NEAR PALLIVASAL, MADURAI TO MANDABAM ROAD, THIRUBHUVANAM PUDUR, MANAMADURAI-TK, SIVAGANGAI DIST - 630 611.(REMARKS: MR. | TPNM2 | Airtel | Tamil Nadu | RT Tower
IN-1062604 | THIRUVALLUVARNAGAR | 9.5354 | 78.5995 | T.K.SENTHILVEL,S/OT.KESAVARAMAPILLAI,NO.368/5.NO.12/338H3,THIRUVALLUVARGAR,3RDSTREET,NEARTALUK,POLICESTATION,PARAMAKUDI,RAMATHAPURAMDIST-623707,9843212162 | PMKD6 | Airtel | Tamil Nadu | RT Tower
IN-1062675 | THALLANKULAM | 9.9034 | 78.111 | MR.T.MUTHUMARIAPPAN,RS.NO.62/1,NO.143,AN MAIN STREET,JAIHINDPURAM,MADURAI DIST.-625 011.PH:0452-2671462/94435-72741 | MDU106 | Airtel | Tamil Nadu | RT Tower
IN-1062694 | COURT ROAD | 9.9429 | 78.8326 | MRS.POOVAYI AMMAL, T.S.NO.13, DEVAR MODERN RICE MILL, NO.48, GANDHI ROAD, DEVAKOTTAI, SIVAGANGAI DIST - 630 302. PH:94420 46752/04561-272972 (REMARKS: MR. ANBALAGAN MOTHER IS MRS.POOVAYI AMMAL) | DVKT5 | Airtel | Tamil Nadu | RT Tower
IN-1062712 | NEHRU NAGAR | 9.9104 | 78.0947 | MR.S.SATHISH KUMAR,RS.NO.211/3,M/S.TOOL TECH,NO.65/1,THIRUVALLUVAR MAIN ROAD,NEHRU NAGAR,BYE-PASS ROAD,NEAR BODI RAILWAY LINE,MADURAI DIST.-625 010.PH:93448 78726/0452-4358030 | MDU119 | Airtel | Tamil Nadu | RT Tower
IN-1062755 | MKU EVENING COLLEGE | 9.5389 | 78.5978 | MR.K.MARAGATHAM,W/O.KARMEGAM,T.S.NO.76,NO.12/338-3,3RD STREET,KAMARAJ GAR,PARAMAKUDI,RAMATHAPURAM DIST.-623 707.PH:94433-30616 | PMKD7 | Airtel | Tamil Nadu | RT Tower
IN-1062786 | PUTLURTHOPPU ROAD | 9.9315 | 78.1101 | V.DHANUSHRAMAN, 6 POONAKARAM, FIRST CROSS STREET, MADURAI-16. PH:9943435227 | MDU136 | Airtel | Tamil Nadu | RT Tower
IN-1062789 | VADIVEL NAGAR | 9.9138 | 78.1128 | Mr.K. Mohamamadhu Rabic Raja, S.F.No.-1595, No.43, Perumal Koil South Mada Street,Madurai Dist.-001 (Acq By B. Siva Kumar) | MDU121 | Airtel | Tamil Nadu | RT Tower
IN-1062799 | MELAMADAI | 9.929 | 78.1491 | JAZZ THEATRE COMPLEX, LAKE VIEW ROAD, KK GAR, MADURAI-20. PH:9994996603 | MDU133 | Airtel | Tamil Nadu | RT Tower
IN-1062802 | KANDA DEVI ROAD | 9.9499 | 78.8253 | MR.L.NARAYANAN,S/O.LAKSHMANA CHETTIYAR,NO.3,MENA KALYANA MANDAPAM,KARUTHAOORANA NORTH,KANDA DEVI ROAD,DEVAKOTTAI,SIVAGANGAI DIST.-630302.PH:94436-08361. | DVKT4 | Airtel | Tamil Nadu | RT Tower
IN-1062807 | CHURCH ROAD | 9.9479 | 78.0931 | Mr.JASTIN, ANNAI MARRIAGE HALL, NEAR PANDIAN THEATER, CHURCH ROAD, VILANGUDI, MADURAI. PH:9865579169, 9943335300 | MDU139 | Airtel | Tamil Nadu | RT Tower
IN-1062810 | PUDHU NAGAR | 9.8307 | 77.9943 | P.MAHALINGAM, OLD NO.5/16, NEW NO. 361-1A, MAYAVAN GAR, PUDHUGAR, THIRUMANGALAM-626765. PH:9345169765, 04549281265 | TMGM5 | Airtel | Tamil Nadu | RT Tower
IN-1062822 | SS COLONY | 9.9236 | 78.0944 | MR.N.SUBBAIYAH,NO.17,AVENUE ROAD,JIRANI TOWER,S.S.COLONY,BYE-PASS ROAD,MADURAI-10PH:94867-81731(SUBBAIYAH SON IS MR PREM) | MDU129 | Airtel | Tamil Nadu | RT Tower
IN-1062840 | PASUMPON STREET | 9.8205 | 77.9835 | JEORGE- SECRETERY, AAGAASA VEERA ADAR SANGAM MEETING HAL, PASUMPON STREET, SOORA SAMHARA POTTAI, THIRUMANGALAM, MADURAI. PH:04549280529 | TMGM6 | Airtel | Tamil Nadu | RT Tower
IN-1062852 | MAHATHMA GANDHI NAGAR | 9.9507 | 78.1231 | MRS.S.M.BOOMADEVI,PRIYA COMPLEX,NO.7/12,MAHATAMA GANDHI NAGAR MAIN ROAD,MADURAI-625017.PH:98652-23508 | MDU128 | Airtel | Tamil Nadu | RT Tower
IN-1062864 | VANDIYOOR | 9.9167 | 78.1595 | MRS. S. SORLATHA, W/O P.S.SUNDARAMOORTHY, # 5/1091, YAGAPPA GAR, AN GAR, MADURAI:625020. PH: 934412+2+275 | MDU134 | Airtel | Tamil Nadu | RT Tower
IN-1062897 | ANUPANADI | 9.9149 | 78.1407 | Kumar, 162-A, Relience shop building, Kamarajar saalai, madurai | MDU130 | Airtel | Tamil Nadu | RT Tower
IN-1062904 | PASUMALAI | 9.8941 | 78.0777 | MR.G.SARKARAI MUDALIYAR, S/O.GURUSAMY, S.NO.43/5, NO.38, THIYAGARAJAR COLONY, PASUMALAI, MADURAI DIST - 625 004. | MDU149 | Airtel | Tamil Nadu | RT Tower
IN-1062908 | K.K NAGAR | 9.9263 | 78.1442 | Mr. KUMARAGURU,#101, K.K NAGAR, SIVAGANGAI MAIN ROAD, MADURAI : 20. PH:98421 20239 | MDU120 | Airtel | Tamil Nadu | RT Tower
IN-1062952 | THATHANERI MAIN ROAD | 9.9416 | 78.0999 | MRS.A.LANI,NO.8,SINGAMPIDAI KOVIL 2ND STREET,THATHANERI MAIN ROAD, NEAR THATHANERI HOSPITAL,MADURAI-18,PH:0452-2667171 | MDU138 | Airtel | Tamil Nadu | RT Tower
IN-1066896 | PEYKULAM | 9.6584 | 78.0111 | S.F.NO. 105/13,105/23, KOODIMUPAR, PEIKULAM, TIRUMANGALAM(TK), MADURAI(DT). PH:9786305455, 9486302043 | PELKM1 | Airtel | Tamil Nadu | GBT
IN-1066939 | PAPPAKUDIPATTI | 10.0962 | 78.4202 | PAPPAKUDIPATTI, KEELAVALAVU(PO),MELUR (TK) MADURAI (DT) | PKDPT1 | Airtel | Tamil Nadu | GBT
IN-1067091 | PUDUR | 10.0277 | 78.0263 | K.muthu kumar,s/o,karuppaiya,2/53 east street,vadipatti tk,madurai dt,ph 9865644097. | PUDRU1 | Airtel | Tamil Nadu | GBT
IN-1067380 | SAKKARAPPANAICKANUR(S.KRISHNAPURAM) | 10.0258 | 77.8843 | K.DHANABALAN, SUBRAMANI, MELAPAERUMALPATTI, SAKKARAPPANAIKANUR(PO), USILAMPATTI(TK), MADURAI(DT). | SKRAP1 | Airtel | Tamil Nadu | GBT
IN-1067416 | SENGAPPADAI | 9.7629 | 77.938 | RAJENDRAN D\NO 4/7,SENGAPPADAI,TIRUMANGALAM TK,MADURAI -625704,CELL;04549-320704 | SNGPD1 | Airtel | Tamil Nadu | GBT
IN-1067440 | SARGAUDAIPATTI | 12.5923 | 78.2719 | MR THANUSKUDI,S/O:RAMASWAMI,SARUNGUDIPATTI,,MELUR(T),MADURI(D)MOB:9442031868 | SRGPT1 | Airtel | Tamil Nadu | GBT
IN-1067998 | VALLIKONPATTI | 10.0956 | 78.4689 | VALLIKONPATTI, SSKOTTAI(PO), THIRUPATTUR (T.K), SIVAGANGAI DT | VLKPT1 | Airtel | Tamil Nadu | GBT
IN-1070604 | PASINGAPURAM | 9.9875 | 78.0995 | Mr.N.Gapathy, S/o. A.tarajan, 4/224, pasingapuram, podumbo post, madurai - 625 018, 0452-2662587, 94436-46329 | 2568 | Vodafone | Tamil Nadu | GBT
IN-1070625 | YADAVCLNY | 9.98 | 78.1424 | M. Venkateshwaran , Ex. Serviceman, 1/1-A, Flat No. 10, New Natham Road, TWAD Colony, Madurai - 14.94437-94159 | 2610 | Vodafone | Tamil Nadu | RT Tower
IN-1070788 | SADASHIVA NAGAR | 9.9144 | 78.1549 | MR.R.S.NATRAJA MORTHI,SURAJA BHAVANAM,NEW NO.4/389,POOLANGADI STREET,NEAR MASK,SADASHIVA NAGAR,MADURAI-605020PH:0452-2535887 | MDU116 | Airtel | Tamil Nadu | RT Tower
IN-1070796 | MELLAKAL | 9.9809 | 77.9821 | PABBHA, W/O.SAKARAIDEVAR,S.F. NO. 620/B3, MELAKAL, VADIPATTI(TK), MADURAI (DT). PH:9965756392. | MELKL1 | Airtel | Tamil Nadu | GBT
IN-1070836 | MAIKUDI | 9.7872 | 78.0174 | PECHIAMMAL,S/O BAKIYAM,MAIKKUDI,NEDUNKULAM PO,TIRUMANGALAM TALUK,MADURAI. | MKKDI1 | Airtel | Tamil Nadu | GBT
IN-1070897 | MELAPILLIYANGUDU | 9.7494 | 78.0581 | MR.M.PALACHAMY,S.NO.24/1,2/88,MELA UPPILANGUNDU,THIRUMANGALAM,MADURAI-PH-97863 26034 | MLPGD1 | Airtel | Tamil Nadu | GBT
IN-1071059 | NALLUR | 9.7887 | 78.1334 | MR.RAMA NALLUR PO,MADURI 22,CELL;994490-7061. | NAALR1 | Airtel | Tamil Nadu | GBT
IN-1071233 | NEDUNGULAM | 9.7879 | 78.1746 | MR.K.KARTHIK, S/O.R.KARUPPAIAH, RS.NO.26/5A, V.NEDUNGULAM, VIRADHANUR POST, SINTHAMANI ROAD, MADURAI DIST - 625 009. PH:99432 90958/0452-2433136 | NDGLM1 | Airtel | Tamil Nadu | GBT
IN-1071981 | AMUTHANPATTI | 10.015 | 78.4395 | MRS.R.KALYANI W/O MR.RAJAGOPAL,R.S.NO.548/1A,SITUATED AT AYYA MUTHAN PATTI,URANGAN PATTI(P.O),MELUR(T.K),MADURAI DISTRICT-625 109.PH NO:0452-2416042/98650 85407 | AMNPT1 | Airtel | Tamil Nadu | GBT
IN-1072102 | AYYANARKULAM(KULIRTHNA NAGAR) | 9.9902 | 77.8731 | MR.O.MANICAM,S.NO87/2A,20 PODVAR PATTI VILLAGE,USILAMPATTI,MADURAI-PH-9942667605 | AYYAN1 | Airtel | Tamil Nadu | GBT
IN-1072688 | CHINNAULAGANI | 9.7697 | 78.0572 | Suthanthiram,s/o ananthan,chinnavagani,thirumangalam tk,maduri dt,ph 924549301. | CHNGN1 | Airtel | Tamil Nadu | GBT
IN-1073154 | E.MALLAMPATTI | 10.0701 | 78.446 | MR.R.SELVRAJ,S/O:R.S.RANGA SWAMI,E.MALLAMPATTI(P),MELUR(T),MADURI(D)625102,MOB:9944103123 | EMLPT1 | Airtel | Tamil Nadu | GBT
IN-1074387 | KALVELIPATTI | 10.0481 | 78.0424 | P.Kanniyappan,s/o pethakaigaundar,kalvelippatti,vadipatti tk,madurai dt,ph 04543-245620. | KLVPT1 | Airtel | Tamil Nadu | GBT
IN-1074460 | KODAYAMPATTI | 10.0523 | 78.0265 | S.F.NO.18/7, MAHARAJAN, KONTAIYANPATTI, THANCHYAM(PO), VADIPATTI(TK), MADURAI(DT). PH;9965167041 | KODAY1 | Airtel | Tamil Nadu | GBT
IN-1074528 | KURICHIPATTI | 9.9772 | 78.4392 | MR,.V.R.CHIDAMPARAM,KURNCHIPATTI POST,MELUR TALUK,MADURAI-PH-99434 60991 | KRCPT1 | Airtel | Tamil Nadu | GBT
IN-1074564 | KUTHIMEIKIPATT | 7 | 65 | Alanganaglarn,kuthimeikipatt ,vill,alangalur po,vadapatti tk,madurai dt,ph;9965878775. | KTHKT1 | Airtel | Tamil Nadu | GBT
IN-1074594 | KOTTAGUDI | 9.9729 | 78.3455 | MR.ADIYAMCHETTY,NO;5/53KOTTAGUDI(P),MELUR(T),MADURI(D)-625106,MOB:9843246217 | KTTGD1 | Airtel | Tamil Nadu | GBT
IN-1074632 | KOVILKURUYITHURAI | 10.0504 | 77.9072 | suresh,s/o pitchai,kovil kuruyithurari.vadapatti tk ,madurai dt,ph;04543-253519. | KVKTR1 | Airtel | Tamil Nadu | GBT
IN-1074849 | MARANDAI | 9.7077 | 78.6882 | Mr.Moorthy, s/o, Ponniya, 1/6,Nartmaranthi,shakllur post,suranam via Sivagangai-630 714 / 9442385671 | 3478 | Vodafone | Tamil Nadu | GBT
IN-1074851 | PUDHUPATTI | 9.8956 | 78.4599 | M.mani,s/o,mookupiri servei,140 pudhu patti,Edaya mellur post,sivagangi tk,dt.63056 9443851306, | 3479 | Vodafone | Tamil Nadu | GBT
IN-1075191 | PONNAGARAM | 9.9279 | 78.1129 | Mr.JAGANATHAN,No:2,MEENAKSHI AVINEW,3rd St,PONNAGARAM,MADURAI-16.Ph:9894252729,0452-2623819. | 3904 | Vodafone | Tamil Nadu | RT Tower
IN-1075192 | CHINACHOKIKLM | 9.9353 | 78.131 | Mrs.Kamala, No.3, ChinnaChokkikulam, 1st Street, Madurai-2.98947-71816 | 3905 | Vodafone | Tamil Nadu | RT Tower
IN-1076932 | PADU MATHUR | 9.8273 | 78.3509 | A.PANDIARAJAN, S/O. AMBALARAMAN SEVIER, 1/23, PADAMATTU, SIVAGANGAI(DT). 630561. PH:9786838116 | PDMHR1 | Airtel | Tamil Nadu | GBT
IN-1076935 | THENNIERVAYAL | 9.9591 | 78.7763 | C.TAMIL ARASI, W/O.K.R.CHINIAH, 7B/26,1ST STREET, RAMGAR, | THENN1 | Airtel | Tamil Nadu | GBT
IN-1076938 | MELAMANGLAM | 7 | 65 | S.Muniammal, W/O.V.Somasundaram, SR.NO:154/5, Karur Post | MLMGM1 | Airtel | Tamil Nadu | GBT
IN-1076952 | MUPPAIYUR | 9.8082 | 78.8405 | Mr.M.Velu, Survey No:301/7, Situated at Muppaiur Village, | MUPPA1 | Airtel | Tamil Nadu | GBT
IN-1078544 | ALAMPATTU | 7 | 65 | MR.S.P.SOMAN,MR.S.ATHAPPAN AMBALAM,S.NO.5/3A2,KARUNTHAMPATTU VILLAGE | ALPTU1 | Airtel | Tamil Nadu | GBT
IN-1078576 | CHOKKANATHAPURAM | 10.0124 | 78.5865 | MRS.R.MALLIKA,S.NO.150/11,KATHAPATTU VILLAGE | CKTPM1 | Airtel | Tamil Nadu | GBT
IN-1078577 | VANIYANGUDI | 9.8851 | 78.577 | MRS.S.SELVI,S.NO.208/10,NO.3/613A,VANIYANGKUDI VILLAGE | VNYGD1 | Airtel | Tamil Nadu | GBT
IN-1079081 | THIRUMANAYAL | 9.904 | 78.8057 | G.KOTTAIYAMMAL, W/O.Late.GANESAN, S.F.NO.111/8.LAND NEAR KANMAI, | TRMYL1 | Airtel | Tamil Nadu | GBT
IN-1079330 | MUTHUPATTI | 9.9641 | 78.6277 | Survery No:77/2, situated at Aranmanai Siruvayal village | MTUPT1 | Airtel | Tamil Nadu | GBT
IN-1079335 | MALAPUNGODI | 9.9578 | 78.4637 | Survey no:105/8B, Situated at Melapoongudi village | MLPOD1 | Airtel | Tamil Nadu | GBT
IN-1079336 | AYYANAR KULAM AIRTEL | 9.8818 | 78.6247 | Survey No:253/16 situated at Muthur village | AYRKM1 | Airtel | Tamil Nadu | GBT
IN-1079337 | KATANIPATTY | 10.0295 | 78.4691 | Survey No:235/1, Old NO:133) Situated at Kattanipatti | KATAN1 | Airtel | Tamil Nadu | GBT
IN-1081322 | THIRUVALLUVAR NAGAR | 9.9367 | 78.0938 | V.Anburajan, 39/1, No:10, An main street, Passteen gar, Arapalayam Village, Madurai South TK, Madurai Dt - 625 016, 9787464646 | 5697 | Vodafone | Tamil Nadu | RT Tower
IN-1081327 | MANDALA MANICKAM | 9.448 | 78.3354 | G.Muni amma, W/o. Guruvaia, sf No: 228/2, Kaluvanpottal village, | 5520 | Vodafone | Tamil Nadu | GBT
IN-1082410 | VAVIRARENDAL | 9.7965 | 78.2798 | 85/A-1.Ponmeni raya St,SS Colony, Madurai16. | VVRDL1 | Airtel | Tamil Nadu | GBT
IN-1082833 | SIRUKUDI | 10.2603 | 78.3065 | OPEN LAND OF MR.T.MUTHUTHEVAR,S/O-TABASI THEVAR,AN GAR | SRGUD1 | Airtel | Tamil Nadu | GBT
IN-1082876 | SAMUTHARAPATTI | 10.2171 | 78.2908 | OPEN LAND OF MR.A.ANANDA SOLAYAN,S/O-AMAYA GOUNDER,SAMUDRAPATTI VILLEGE & P.O | SAMUD1 | Airtel | Tamil Nadu | GBT
IN-1082925 | PAGANERI | 9.9714 | 78.5873 | S.No.32/3C, Kottapatti Village, Paganeri Post, Mathagupatti VIA, | PGNER1 | Airtel | Tamil Nadu | GBT
IN-1083026 | SILAIYAVURANI | 9.8646 | 78.6423 | Mr.M.Swaminathan, S/o, P.N.Muthuvel, Silayurani, Kalaiyar Koil Post, Sivagangai TK & DT-Contact Person Mr.Ramachandran-97887-78364 | 5741 | Vodafone | Tamil Nadu | GBT
IN-1083141 | M VELLALAPATTI | 10.2236 | 78.3342 | S.ALAGUNATCHI, MR.C.KANAKASABAPATHY,M.VELALAPATTI | MVPTI1 | Airtel | Tamil Nadu | GBT
IN-1083150 | MANGUDI | 9.7858 | 78.4369 | N.RAMATHAN, NO:2/172,MANGUDI, MUTHARASAN POST | MANGD1 | Airtel | Tamil Nadu | GBT
IN-1083212 | VETTIKULAM | 9.7892 | 78.5605 | NO:119 VETTIKULAM, VILLAGE ,ATHPADIKIPOST, SIVAGANGAI | VTKLM1 | Airtel | Tamil Nadu | GBT
IN-1083513 | OKURPUTHUR | 9.9451 | 78.5226 | I.MARIAJAGATHAN S/o IRUTHAYAM 31,MAINROAD OKKUR(PO) SIVAGANGAI(TK) SIVAGANGAI DIST.PH: 9486905233 | 5737 | Vodafone | Tamil Nadu | GBT
IN-1083612 | KOLLANGUDI | 9.8557 | 78.5893 | Mr.A.Murugesan, Kollangudi, Alagapuri Post, Sivagangai Taluk, Sivagangai District - 630556 | 5700 | Vodafone | Tamil Nadu | GBT
IN-1112026 | TAJ ROAD 2 - PASUMALAI | 9.896 | 78.0872 | Mr. Arunachalam, 33/36, Thiruparankundram road, Pasumalai, Pandya grama bank building, Madurai | MDU164 | Airtel | Tamil Nadu | RT Tower
IN-1085552 | GYNAVOLIPRM | 9.9324 | 78.1006 | I.Paul Raj, 18, AA Road, gnanavolipuram, Maduari, 98940-17777 | 3902 | Vodafone | Tamil Nadu | RT Tower
IN-1086079 | KALLUPATTY | 9.9885 | 78.7511 | Mr.M. MERY W/O M. ALANGARAM, CHURCH STRET, VILL./POST-KALLUPATTY,TALUKA- KARAIKKUDI ,DIST.-SIVAGANGA,PIN-630306 | KLPTY1 | Airtel | Tamil Nadu | GBT
IN-1086144 | TIRUVALLUR | 9.6526 | 78.6095 | Rajaalagu, S/O.Jegatha Devar, Thiruvalluvar, Pudhur(Po), Ilayankudi(Tk), Sivagangai(Dt). Ph:9865774637, 9952668895 | TVLUR1 | Airtel | Tamil Nadu | GBT
IN-1086920 | SIRUGUDI | 7 | 65 | Mr. M. THIRUMALAISAMY S/O MAYANDIA, VILL-SIRUGUDI ,POST-IDAIKATTOR , TALUKA-MANAMADURAI ,DIST.-SIVAGANGA ,PIN-630602, PH:-9443216067 | SRUGD1 | Airtel | Tamil Nadu | GBT
IN-1095072 | PALLITHAMAM | 9.8352 | 78.6855 | door no:2/169, pallithammam post,kalaiyankoil via, sivagangai | 5738 | Vodafone | Tamil Nadu | GBT
IN-1097418 | KILAPUNGUDI | 9.9624 | 78.494 | Yadava Street,Keelapongudi | KPGUD1 | Airtel | Tamil Nadu | GBT
IN-1098141 | MANAMBAKKY | 9.7469 | 78.4369 | VILL.-MANAMBAKKY, POST-IDAIKATTOR | MNBKY1 | Airtel | Tamil Nadu | GBT
IN-1098174 | ERINVOOR | 9.7139 | 78.5778 | VILL./POST-ERINVOOR,TALUKA- | ERNVR1 | Airtel | Tamil Nadu | GBT
IN-1098202 | K.RAYAPURAM | 10.153 | 78.8665 | vill & post k.rayapuram | RAYPM1 | Airtel | Tamil Nadu | GBT
IN-1098227 | KATTIKULAM | 9.7425 | 78.3956 | VILL./POST-KATTYKULAM , TALUKA-IDAIKATTOR | KATTI1 | Airtel | Tamil Nadu | GBT
IN-1098592 | T.V COLONY | 9.9088 | 78.1032 | Prembabu, 3, plot no: 12, Thiruparankundram road, TV colony, andalpuram, Madurai - 625 003, 9344656150 | 167 | Vodafone | Tamil Nadu | RT Tower
IN-1100146 | ELAIYARPATTI | 9.8091 | 78.1016 | MR.MOOKAYEE,ROTTUSTREET,ELIYAR PATTI,VALAYANKULAM,MADURAI-PH-04526991915 | ELRPT2 | Airtel | Tamil Nadu | GBT
IN-1100148 | T.ARASAPATTI | 9.7522 | 78.0094 | G.PANDI NAYAKAR,S/O,GURUSAMY,8A,T.ARASAPATTI,TIRUMANGALAM TALUK,MADURAI-PH-99440 82428 | ARASA1 | Airtel | Tamil Nadu | GBT
IN-1100151 | SODHU KUDI | 9.6584 | 78.6535 | S.P. JEBASTEE, S/O. JAYARAJ, MUHAMADSAHIB STREET, ILAYAKUDI (TK), SIVAGANGAI (DT), PH:9788531014, 9865749356. | SDKDI1 | Airtel | Tamil Nadu | GBT
IN-1100155 | DEVANKOTTAI | 25 | 66 | Mrs.S.Amudha, C/o. C.Raj kumar, Kelapundeodi post, Devenkottai, Sivagangai Dt, 98654-08522 | 3452 | Vodafone | Tamil Nadu | GBT
IN-1100156 | MUNAIVENDRI | 9.6047 | 78.5721 | r.R.Ramu,S.No.135/3B,Muivendri Village,Elaiyangudi Taluk,Sivagangai-Ph-9787256788Mr.R.Ramu,S.No.135/3B,Muivendri Village,Elaiyangudi Taluk,Sivagangai-Ph-9787256788Mr.R.Ramu,S.No.135/3B,Muivendri Villa | MNVND1 | Airtel | Tamil Nadu | GBT
IN-1100167 | KOLUNDURAI | 9.4191 | 78.641 | N. Seeniibramu, S/O. gurkani, 30, Pallivasalstreet, Kulundurai, Mudhukalathur, Ramathapuram.Ph:9486572760. | KLNRI1 | Airtel | Tamil Nadu | GBT
IN-1100170 | URATHUR | 9.3559 | 78.705 | Mr.P.Subramani,S/O:-Pandian,Door No:-1/86,Melathooval,Keelathooval Post,Mudukulathur Taluk,Ramathapuram District-645706,Cell No :-9442472793 | URTHR1 | Airtel | Tamil Nadu | GBT
IN-1101364 | KILAPUGUDI | 9.9415 | 78.6821 | 133/6, KEELAPOONGUDI VILLAGE, SIVAGANGAI TALUK | KLPGD1 | Airtel | Tamil Nadu | GBT
IN-1101418 | B.B KULAM | 9.9448 | 78.1246 | Sahaya Annai Church, Indhira Nagar | MDU146 | Airtel | Tamil Nadu | RT Tower
IN-1106540 | P. KARUNKULAM | 10.039 | 78.5927 | S.KARUPAIYEE, W/O.SINNAIAH, SUKKAMPATTY ROAD, 1/122.NARIYAN GUDI, P.KARUNGULAM(PO), KANDARAMANICKAM(VIA), THIRUDATHUR(TK), SIVAGANGAI(DT)-630204. PH:-04577-291293 | PRKLM1 | Airtel | Tamil Nadu | GBT
IN-1106557 | ERAVARPATTI | 10.0459 | 77.8667 | Rama than, S/O. RAMAN, 1/A.THEPATHU PATTI ERAVARPATTI(PO), USILAMPATTI(TK), MADURAI-625537. PH. 9786327499 | ERVPT1 | Airtel | Tamil Nadu | GBT
IN-1106687 | MATTAPARAI | 10.0944 | 77.9139 | J.OTCHAMMAL, M.JEYA KUDI, NATTAPARAI, RAMARAJ PURAM(PO), NILLAKOTTAI(TK), DINDUGUL(DT). PH.624213 | MTPRI1 | Airtel | Tamil Nadu | GBT
IN-1106794 | ARASANUR | 9.8767 | 78.339 | K.RAJU, S/O.BALAGURU, ARASANOOR, ARASANOOR, THIRUMAN SALAI(PO), MANAMADURAI(TK0, SIVAGANGAI. PH:9751099674 | ARANR1 | Airtel | Tamil Nadu | GBT
IN-1106795 | SEMBOOR | 9.8449 | 78.3333 | MR.ARIYAMMAL W/O PERUMAL VILL.-SEMBOOR, TALUKA-SIVAGANGA,DIST.-SIVAGANGA,PH:-9943380773 | SMBOR1 | Airtel | Tamil Nadu | GBT
IN-1106796 | ILUPPAIKKUDI | 9.8986 | 78.3579 | K.SUBRAMANI, S/O.KARUPPAIAH, ELUPPAKUDI, VADAMADHUR(PO), SIVAGANGAI(DT) PH:9786160140 | ILPKD1 | Airtel | Tamil Nadu | GBT
IN-1106812 | TAMARAKKI SOUTH | 9.9153 | 78.3833 | Mr.V.Gapathy, Survey no:179/36, situated at Tamarakki south village, Sivagangai Taluk, & District .Ph:9786843727 & 04575253301 | TMRKI1 | Airtel | Tamil Nadu | GBT
IN-1106818 | NALLENDAL | 7 | 65 | Mr.K.Vattappan, Survey No:43/2A, Situated at Nallendal Village, Sivagangai Taluk, & District | NLNDL1 | Airtel | Tamil Nadu | GBT
IN-1106819 | OTTANAM | 9.8818 | 78.6673 | Mr.M.Susairaj, Survey No:132/2, Situated at Maathukanmai Village, Sivaganga taluk & District | OTTNM1 | Airtel | Tamil Nadu | GBT
IN-1106820 | NEDUNGULAM | 7 | 65 | Mr.M.Kulandaiswamy, Surveyu No:222/12B, Situated at Nedunkulam Village, Sivagangai Taluk, & District | NDGUM1 | Airtel | Tamil Nadu | GBT
IN-1106838 | VALANAI | 9.7283 | 78.7333 | Mr.N.Saravanan, Survey No:373/27 & 373/36, Situated at Valanai Village, Sivaganga Taluk, & District.PH:9444458305 | VALNI1 | Airtel | Tamil Nadu | GBT
IN-1106839 | SOORANAM | 9.6962 | 78.7167 | Mr.S.Karunanidhi, Survey No:110/1A, Situated at Sooranam Village, Iiaiyankudi Taluk, Sivagangai District. PH:9443492544 | SRNAM1 | Airtel | Tamil Nadu | GBT
IN-1106875 | PORUKUDI | 9.8791 | 78.7859 | Mrs. M.PANDI, W/O. MANOKARAN, SOUTH PORUKUDI, PARANKOTTAI(PO), DEVAKOTTAI(TK), SIVAGANGA(DT)-630602. PH.9786137499 | PRKDI1 | Airtel | Tamil Nadu | GBT
IN-1106924 | EANATHI | 9.8419 | 78.3072 | MR.S.MUNIYANDI,S.NO:275/10, SITUATED AT ETHI VILLAGE, MAMADURAI TALUK, SIVAGANGA DISTRICT.PH:9790001220 | ENATI1 | Airtel | Tamil Nadu | GBT
IN-1107008 | MELAPIDAVOOR | 9.7153 | 78.521 | S.ANGUSAMY, S/O.SOMAN, NO.6.MELAPIDAVOOR(PO), MAMADURAI(TK), SIVAGANGAI(DT). PH.9943936149 | MLPVR1 | Airtel | Tamil Nadu | GBT
IN-1107014 | KANDANGIPATTY | 9.9153 | 78.4182 | P.KALIAMMAL, W/O.PERUAL, OLD NO.4/144.KANDANGIPATTI, IDAYAMELUR(PO), SIVAGANGAI(DT)-630562. PH.04575-253342. 98424-99755 | KNNPT1 | Airtel | Tamil Nadu | GBT
IN-1107017 | MILAGANOOR | 9.6805 | 78.3852 | Mrs.K.Devaki, Survey no:205/1, Situated at Open Land Near Ayyar Kovil, Milganoor, Milaganoor Post, mamadurai Via, Sivagangai District - 630609,Ph:9786750193 | MLGNR1 | Airtel | Tamil Nadu | GBT
IN-1107018 | TIRUMAL | 9.7201 | 78.0504 | V.SUNDRANRAJAN, S/O.VEERAN, NO.2/33.THIRUMAL, THIRUMANGALAM(TK), MADURAI-625701. PH.9245189829. 9245121815 | TRMAL1 | Airtel | Tamil Nadu | GBT
IN-1107019 | IRUMATHI | 9.8621 | 78.8363 | THURAI KARUNANITHI, S/O.LATE THURAI KANNU AMBALAM IRUMATHI, THIDAKOTTAI(PO), DEVAKOTTAI(TK), SIVAGANGAI(DT)-630312. PH.9367939393 04561-291696, 273194, 329672 | IRMTH1 | Airtel | Tamil Nadu | GBT
IN-1107033 | KEERANUR | 9.8666 | 78.3001 | M.PANDIAN, S/O.MARUDHU, NO.4/8. KEERANUR, POONJETTI(PO), MELUR(TK), MADURAI-625110. PH.9894679650 | KRAUR1 | Airtel | Tamil Nadu | GBT
IN-1107037 | KARIENTHELPATTI | 10.2044 | 78.355 | N.MUTHUVEERAN, S/O.NAGAPPAN, NEW NO.2/23.KARIYENTHAL PATTI, MANAPACHERY(PO), MELUR(TK), MADURAI(DT)-625103. PH.9443619680 | KRHPT1 | Airtel | Tamil Nadu | GBT
IN-1107065 | PERIYAKARAI | 9.9173 | 78.7739 | M.NARAYANA SERVAI, S/O.MUTHIYA, KONJIVAYAL, PERIYA KORAI(PO), DEVAKOTTAI(TK), SIVAGANGAI(DT)-623311. 9443092297 | PRKRI1 | Airtel | Tamil Nadu | GBT
IN-1109870 | ARANMANAIPATTI | 10.155 | 78.7296 | R.Sekar, S/o.Ramaiya Pillai, 334, Karbagamoorthy Nagar,? Aathankudi(po), Aranmanaipatti Village, Rayarkudi(tk), Sivagangai | ANMPT1 | Airtel | Tamil Nadu | GBT
IN-1110103 | V.PARAMAKUDI | 9.6355 | 78.8074 | Mr.M.Sivasamy, No:3/8, V.Paramakudi , Sengudi POST, R.S.Mangalam to Madurai Road, Thiruvadai Taluk, Ramd- 623525 | 1237 | Vodafone | Tamil Nadu | GBT
IN-1110108 | KEELAKODUMANOOR | 9.4771 | 78.4856 | Mr,Shanmugavel,s/o,Raman,Keelakodumanoor po,Mudukalathur TK,Ramnadu DT PH;9789270620 | 1248 | Vodafone | Tamil Nadu | GBT
IN-1110760 | VITTANERI | 9.8398 | 78.5908 | V.RAJESWARI,W/O VIJAYAN SERVAI,VITTANERI VILLAGE,SIVAGANGAI Tk,&Dist. Ph: 94434 42658 | VTTNR1 | Airtel | Tamil Nadu | GBT
IN-1111704 | MADHIRANTHIAL | 9.3293 | 78.6729 | Mr. A. Peter, s/o - A. Iruthiraj, 482, middle street, Madhiranthial post, mudukulathur taluk, Ramathapuarm district, Ph - 9486432312 (Option 70m from the Thirumal house backsid(9.32819,78.67297) | MADHT1 | Airtel | Tamil Nadu | GBT
IN-1111709 | KADARANTHAKUDI | 9.564 | 78.7434 | Paramakkudi taluk, Ramathapuram district,Mr. Ali Masithul Awar, Gimma pallivasal, Kadaran | KARAD1 | Airtel | Tamil Nadu | GBT
IN-1111719 | KOVILANGULAM | 9.2726 | 78.4166 | Mr. K. Muniyasamy,s/o Kalimuthu Thevar, Kovilangulam post,Kamuthi taluk, Ramanathpuram district ,Ph-9976083331 (Option infront of the owner house(9.27256,78.41663) | KOVGM1 | Airtel | Tamil Nadu | GBT
IN-1111722 | N.KARISALKULAM | 9.4255 | 78.2712 | NKRLM1A | NKRLM1 | Airtel | Tamil Nadu | GBT
IN-1111726 | KURANDI | 9.7507 | 78.1251 | MR.M.R.G.SHIVASAKTHI, S/O,MR.GURUSAMY, KURANDI VIL,KARIYAPATTI TK, VIRUDUGAR DT | KRNDI1 | Airtel | Tamil Nadu | GBT
IN-1111728 | VAYALCHERI(SHIVANAKKULAM) | 9.7645 | 78.2551 | MR.S.SAKTHI VEL, S/O,SENGAI, VAYALCHERI VILL &PO, ,VAYALSERI PO, MAMADURAI TK | SVNKM1 | Airtel | Tamil Nadu | GBT
IN-1111730 | PALAYANUR | 9.7312 | 78.2948 | MR.R.GUNDUMALAI DEVAR, S/O,RAMASAMY DEVAR, PALAYURTHIRUPACHETHI VIA, MAMADURAI TK, SIVAGANGAI DT | PLNUR1 | Airtel | Tamil Nadu | GBT
IN-1111737 | THANAIYATHUR | 9.7678 | 78.9531 | Mr.K.Kulanthai,S/o-Kanthaiya,No-7/43,Thondi main road,Thaiyathur post,Thiruvadai taluk,Ramad dist-623407,PH:-9842674748,9787187106 (Option beside the Owner House(9.76783,78.95280 | THNAI1 | Airtel | Tamil Nadu | GBT
IN-1111740 | PANDUKUDI | 9.8063 | 78.9728 | Mr.A.N.Boss S/O Mr.darajan,Village-Pandukudi,Post-Pandukudi,Option infront of the High school Hostel,Tehsil-Tiruvadai,District-Ramathapuram,Pin-623404,Ph-258402 (Option infront of the High school Hos | PNDGD1 | Airtel | Tamil Nadu | GBT
IN-1111791 | KATTIVAYAL | 9.834 | 79.0092 | Mr.Raman,S/o-Tirudhar,No-1/87,Main road,N.Mangalam post,Tiruvadai taluk,Ramad dist-623315,PH:-9965638551 (Option 60m from the Tea shop(9.83453,79.00932) and in south direction | KATTV1 | Airtel | Tamil Nadu | GBT
IN-1111813 | T.NAGANI | 9.8425 | 78.8978 | MR.KARUPAIAH S/O MR.ELAKUNTRAM,T.GANI,,TEHSIL-TI ,TEHSIL-TIRUVADANI,DISTRICT-RAMATHAPURAM | TNGAN1 | Airtel | Tamil Nadu | GBT
IN-1111814 | KAKUDI | 9.4537 | 78.3661 | MR. R. KARUPAN S/O RAJABALAN ,VILL.-KAKUDI ,POST,TALUKA-KAMUTHI ,DISTRICT-RAMATHAPURAM | KAKDI1 | Airtel | Tamil Nadu | GBT
IN-1111992 | NAGAVAYAL | 10.0113 | 78.7272 | Mr.SELAITH,S/O: SAVARI MUTHU,GAVAYAL,PADHATTHANPATTI(PO),KALLAL(VIA),KARAIKUDI,SIVAGANGAI,PH NO-04565-292687,Option 60m from the Plastic Water tank in 280 degree. Ph. 9790007066 | NGYAL1 | Airtel | Tamil Nadu | GBT
IN-1111993 | MARANADU | 9.7445 | 78.3305 | MARDU1A | MARDU1 | Airtel | Tamil Nadu | GBT
IN-1111994 | SENGULAM | 9.756 | 78.1819 | Mr.P.garajan,S/O-Poriyasamy servai,Sangulam vill ,Bulvakarai post,Mamadurai taluk,Sivagangai dist | SEGLM1 | Airtel | Tamil Nadu | GBT
IN-1111996 | MELANRANGAN | 9.7748 | 78.2246 | Marudhu.V, S/o.Vellaisamy Ambalam, Melatheru, Melarangan(po), Thirubhuvam(via), Mamadurai(t.k), Sivagangai(Dt). Ph:9865074281 | MENGN1 | Airtel | Tamil Nadu | GBT
IN-1112478 | ULTIMADAI | 9.6675 | 78.3102 | MR. R. GHANDHI S/O M. RATRAWADE ,VILL./POST-ULTIM,TALUKA-TIRUCHULI ,District-VIRUDUGAR | ULTMD1 | Airtel | Tamil Nadu | GBT
IN-1112531 | MUDIKKARAI | 9.7846 | 78.5971 | MR.P.CHITHADI S/O POORIYAN VILL.-MUDIKKARAI, TA,TALUKA-SIVAGANGA,DIST.-SIVAGANGA | MUDKR1 | Airtel | Tamil Nadu | GBT
IN-1112810 | ADIKARAVILLAKKU | 9.5891 | 78.6131 | A.Kulasekaran s/o Alaghu suppu, No.4/27A, Adikaraivelakkau , Kumarakurichi Village & post, Ilayankudi taluk, Sivaganga Dist - 623 701. M : 9486611433, 9443612550 | 5216 | Vodafone | Tamil Nadu | GBT
IN-1113470 | RAMASAMYPATTI | 9.3883 | 78.2636 | Location : MR. A. BALAKRISHAN S/O ARUMUGAM SAMY ,VILL./POST | RAMAY1 | Airtel | Tamil Nadu | GBT
IN-1113486 | SAMUDRAM | 9.6314 | 78.7385 | SAMDM1A | SAMDM1 | Airtel | Tamil Nadu | GBT
IN-1244562 | AVIDAIPOGI | 10.1189 | 78.7554 | Mr.R.Rayappan, S/O.Rayappan Udayar, D.No:31/3D, N.New:798, Avedaipoidai, Thiruvelangudi Village, T.Sooragudi, Karaikudi Taluk, Sivagangai Dist. Ph No:04656-255758. | AVDPG1 | Airtel | Tamil Nadu | GBT
IN-1113513 | MITHRAVAYAL | 10.0433 | 78.9023 | Open land of Mr.C.Peryasamy,S/O-Chin thambi,185/ ,Mithravayal post,Karaikudi taluk,Sivagangai distri | MTVYL1 | Airtel | Tamil Nadu | GBT
IN-1113553 | AMAI PERUKKI | 9.6646 | 78.1616 | MR.SOUNDARAPANDI,V.GAR POST,KARIAPATTI DIST.VIRUDHUGAR(DIST.) | AMPRK1 | Airtel | Tamil Nadu | GBT
IN-1113554 | CHOKKANANDAL | 9.6695 | 78.2384 | MR. R. SAMY SANJEEV ,5/26 ,VILL./POST-CHOKKANDA,CHOKKANDAL , TALUKA-KARIAPATTI ,District-VIRUDUN | CKNDL1 | Airtel | Tamil Nadu | GBT
IN-1115304 | SHITALKUND | 9.4112 | 78.3005 | MAYALAGU, SHITALKUND PO, MAMADURAI TK, SIVAGANGA -630609 PH-9943697817 | SHLKD1 | Airtel | Tamil Nadu | GBT
IN-1116795 | THIRUVARANGAM | 9.4272 | 78.6176 | VETHAMUTHU, THIRUVARANGAM, MUDHUKALATHUR (TK), RAMATHAPURAM (DT). PH:04576251330 | TRRGM1 | Airtel | Tamil Nadu | GBT
IN-1116797 | KELALAL | 7 | 65 | M.Thangavel, S/O, Muthu, Kelal, Sambakulam(Po), Udhukalathur(Tk), Ramand. Ph:9976006091 | KEELA1 | Airtel | Tamil Nadu | GBT
IN-1116798 | PANDIKANMOI | 9.4445 | 78.6435 | Arumugam, W/O. Alaguservai, 3/262, Ilanthaikulam, P. Karunkulam, Paramakudi, Ramanathapuram. Ph:04564208535. | PNDKM1 | Airtel | Tamil Nadu | GBT
IN-1116801 | SELLUR | 9.4564 | 78.6107 | M. Durai, S/O. Muniyadi, Cellur, Mudhukalathur (Tk), Ramanathapuram(Dt).Ph:9942130549. | SELUR1 | Airtel | Tamil Nadu | GBT
IN-1116806 | PETHANENDAL | 9.4723 | 78.5907 | Kanjamai, W/O. R. Kannairam, N.Pettanenthal, Venkatakuruchi (Po), Paramakudi (Tk), Ramanathapuram (Dt). Ph:04564206643(P.P) | PTNDL1 | Airtel | Tamil Nadu | GBT
IN-1116808 | THATTAN KUDIYURUPPU | 9.4785 | 78.5299 | A.Selvam, S/O, Arumugam, Thattankudi, Sathanur(Po), Mudhugalathur(Tk), Ramand. Ph:'9786135125 | TTNKD1 | Airtel | Tamil Nadu | GBT
IN-1116809 | MELAKODUMALUR | 9.4838 | 78.4701 | MUSLEEM SAMAD, PRESIDNT OF RMS MOOSA, MELAKUDUMANUR, MUDHUKALADUR(TK), RAMATHAPURAM (DT).PH:9994443308. | MLKDR1 | Airtel | Tamil Nadu | GBT
IN-1116810 | SIRAKIKOTTAI | 9.4936 | 78.6882 | Rakkammal, D/O, Rasu, 4/16, Seerakikottai, Paramakudi (Tk), Ramanathapuram (Dt), Ph:98434253422. | SRKKT1 | Airtel | Tamil Nadu | GBT
IN-1116811 | SUBRAYAPURAM, | 9.4937 | 78.6046 | S. SELVARAJ, S/O. SHANTHI YOGU, SUBRAYAPURAM, VENKATAKURUCHI (PO), PARAMAKUDI (TK), RAMATHAPURAM (DT). PH:04564231041. | SUPAR1 | Airtel | Tamil Nadu | GBT
IN-1116812 | VALANGUDI | 9.5005 | 78.4905 | B.RAJAGOPAL, S/O. BAKYAM, VAALANKUDI, PARAMAKUDI (TK), RAMTHAPURAM (DT).PH:04574207123 | VLGDI1 | Airtel | Tamil Nadu | GBT
IN-1116813 | VILATHUR | 9.5073 | 78.5416 | A. KANJA, W/O. KANN,FIRST STREET, VILATHUR, PARAMAKUDI (TK), RAMATHAPURAM (DT), PH:9380975337. | VLTHR1 | Airtel | Tamil Nadu | GBT
IN-1116815 | VALLAM | 9.5174 | 78.6751 | BOOMITHAN, S/O. KARMAKAM, 3/96, VALLAM(PO), IRKOIL (VIA), PARAMAKUDI, RAMATHAPURAM.PH:9863098468. | VALAM1 | Airtel | Tamil Nadu | GBT
IN-1116816 | PUDHUKUDI | 9.5329 | 78.4648 | K. Dhavaseelan, S/O. Karupusamy, Pudhukudi, Paramakudi (Tk), Ramanathapuram (Dt). Ph:04654264232 | PUDKI1 | Airtel | Tamil Nadu | GBT
IN-1116817 | THAVALAIKULAM | 9.5327 | 78.738 | MUNIYANDI, S/O. SUNDARAM, THAVALAIKULAM, IRKOIL (VIA), PARAMAKUDI, RAMATHAPURAM. PH:9442048991 | TVLKM1 | Airtel | Tamil Nadu | GBT
IN-1116819 | VENGALUR | 9.5399 | 78.5053 | MUNIYANDI, S/O.POORI, VENKALUR, PARAMAKUDI(TK), RAMTHAPURAM(DT), PH:9944867508. | VNGLR1 | Airtel | Tamil Nadu | GBT
IN-1116825 | ARIYANDIPURAM | 9.6176 | 78.6659 | Pannerselvam, S/O.Mariasingarayar, Ariyandipuram (Po), Ilayankudi (Via), Sivagangai - 602702.Ph:9486672648, 04564268241. | AYDPM1 | Airtel | Tamil Nadu | GBT
IN-1116827 | ALAMPACHERY | 9.6193 | 78.5337 | Vellaisamy, S/O, Perumal, Aalampatteri, Melanattur(Po), Manamadurai, Ilayankudi(Tk), Sivagangai(Dt). | AMCRY1 | Airtel | Tamil Nadu | GBT
IN-1116831 | KEERANOOR | 9.626 | 78.6924 | SUBRAMANIAN, S/O. GABALAM, ARIYANDIPURAM (PO), ILAYAKUDI (VIA), SIVAGANGAI (DT), PH:9943444071. | KRNOR1 | Airtel | Tamil Nadu | GBT
IN-1116834 | S.KARAIKUDI | 9.6544 | 78.5159 | S. Valli, W/O. Solaimuthu, S. Karaikudi (Po), Manamadurai (Tk), Sivagangai (Dt).Ph:9443411443. | SKKDI1 | Airtel | Tamil Nadu | GBT
IN-1116835 | KOMBADI | 9.7971 | 78.0673 | Mr,C.Alagarsamy,Valaiyapatti Post,Kombadi,Madurai-625022-Ph-0452 6956202,99941 44395 | KMBDI1 | Airtel | Tamil Nadu | GBT
IN-1116837 | VIDATHAKULAM | 9.8069 | 78.0345 | A.Sakundala, W/O, Ayothi,Vitavaikulam, Thirumangalam(Tk), Madurai(Dt). Ph:04312472200, 9965182080 | VDTKM1 | Airtel | Tamil Nadu | GBT
IN-1116841 | SADASIVANGR | 9.9148 | 78.1541 | Thangaswamy Ambalam Karupaayi Ammal Mahal,Main Road Vandiyur,Madurai.98421-10297 | 1970 | Vodafone | Tamil Nadu | GBT
IN-1116845 | PANANGUDI | 9.9506 | 78.3645 | Mr.Suppiahnaidu,Panagudi,Kottagudi(P),Melur(T),Maduri(D),Mob:9443788214 | 7193 | Airtel | Tamil Nadu | GBT
IN-1117457 | ANDAKUDI | 9.5723 | 78.6789 | SANMUGATHAM, S/O. CHOKALINGAM, VADAKU, ANDAKUDI (PO), ILAYANKUDI (TK), SIVANGAI - 630702.PH: 9943600720. | ANDKD1 | Airtel | Tamil Nadu | GBT
IN-1117459 | MAIYANANTHAL | 9.6156 | 78.6031 | Shanmugan,S/O: Paramam,Maiyanthal,Keelayur(Po),Ilayangudi(Tk),Sivagangai(Dt)-630702 Ph No-9362850134 | MYNTL1 | Airtel | Tamil Nadu | GBT
IN-1117474 | MELAPATTI | 10.2373 | 78.4031 | Sokka Lingam,s/o: Sethi Raman, Melapatti(po),tirupathur(tk),sivagangai(dt) Ph No-04577-246226 | MLPTT1 | Airtel | Tamil Nadu | GBT
IN-1118259 | MADURAI | 9.9333 | 78.1443 | P.V.Amarsingh,Vasantha Maligai,A7,K K gar,Madurai 20.Ph: 93441 01252.Land Mark: BATA Showroom. | IMAD0085 | Idea | Tamil Nadu | RT Tower
IN-1120394 | THIRANI | 9.8779 | 78.724 | N.Irulappan,S/o,Nachiappan,26,Thirani,devakottai,Sivagangai-630405,Ph-98435-74729,04561-295263 | TRANI1 | Airtel | Tamil Nadu | GBT
IN-1121451 | SEMBAR | 9.7376 | 78.5999 | T.SELATH SAKAYA MARY D/ODINESH SEMBAR VILLEGE PERIYAKARANUR(PO)SIVAGANGAI(DT)9786450930 | 5568 | Vodafone | Tamil Nadu | GBT
IN-1121618 | ANANDUR | 9.7299 | 78.778 | Aanthur Village & Post, Thiruvadai Tk,Ramath ,Mr.Madhivam,S/O-Gapathi,Andur post,Tiruvadan | ANADR1 | Airtel | Tamil Nadu | GBT
IN-1124367 | KOOTHPPAMPATTI | 10.0338 | 78.3545 | Mr,Koothappan,s/o,karuppan,8/49,kothappan patti,vani patti,Melur tk,Madurai.ph;9752199644 | 4325 | Vodafone | Tamil Nadu | GBT
IN-1125666 | ARUPUKOTAI RING ROAD | 9.8227 | 78.0916 | MR.R.GURUTHAN,SF NO.69/3B,NO,.69,TUTICORIN TIRUNELVELI RING ROAD JUNCTION VALAIYANKULLAM,MADURAI-625022-PH-98949 28093(CONTACT PERSON-PRAKASH) | MDU150 | Airtel | Tamil Nadu | GBT
IN-1125850 | ALLINAGARAM | 9.7968 | 78.2424 | Mamadurai taluk,Sivagangai dist,ALLIGARAM | AANGM1 | Airtel | Tamil Nadu | GBT
IN-1125851 | SIRIYUR | 9.7457 | 78.6739 | Mr.Malaikkann Thevar,S/o-Muthu Thevar,Siriyur village,Osilakulam post,Sivagangai taluk and district-630551,PH:-9943282059,Option beside the owner house which is near to the rice mill. | SRYUR1 | Airtel | Tamil Nadu | GBT
IN-1125868 | KAYAVODAI | 9.803 | 78.6312 | MRS.M.THAINESMARY, W\O MARIYAJEYAM, ANDURANI VILL&POST, SIVAGANGAI TK&DT-630561MRS.M.THAINESMARY, W\O MARIYAJEYAM, ANDURANI VILL&POST, SIVAGANGAI TK&DT-630561 | KYVOD1 | Airtel | Tamil Nadu | GBT
IN-1126722 | S.PUDUR | 9.8376 | 78.0297 | Mrs.Mukkammal,No.344,S.Pudur,Kappalur Ring Road Near, | SPDUR1 | Airtel | Tamil Nadu | GBT
IN-1127269 | ANNA NAGAR | 9.9188 | 78.1458 | N.UNMALAI,470-B,MAILA SHANIL STREET,AN GAR,MADURAI-20,PH-9443053691 | MDU147 | Airtel | Tamil Nadu | RT Tower
IN-1127349 | KKNAGAR-2 | 9.9313 | 78.1442 | P.Ramakrishnan, 140, Ist Street, | 3907 | Vodafone | Tamil Nadu | RT Tower
IN-1127920 | AYYAPATTI | 10.2205 | 78.3795 | Mr, CHITHKIGANAPATHI,W4/73 KOTTAMPATTIMELUR TK ,MADURAI.PH 9786683699. | 4277 | Vodafone | Tamil Nadu | GBT
IN-1128008 | RAMNAGAR | 9.9689 | 78.8011 | MARIKANNU,NO-15E,SOMMASUNDARAM GAR,MPTC OPP,RAMGAR,DEVAKOTTAI,SIVAKANGAI DISTRICT. PH-9751684138 | 4122 | Vodafone | Tamil Nadu | RT Tower
IN-1128067 | ORIKOTTAI | 9.8162 | 78.9078 | A.ERITHAM,S/O AUGUSTAIN,CKMANGLAM ROADM,ORIKOTTAI PST,RAMDU DT. PH.9486276372 | 4358 | Vodafone | Tamil Nadu | RT Tower
IN-1129794 | NEW PUDUVAYAL | 10.096 | 78.8426 | Mr.A.L.Venkadachalam,Periyavengavayal,Puthuvayal po,Karaikudi TK, Sivagangai DT.PH;9443611664 | 4100 | Vodafone | Tamil Nadu | GBT
IN-1233226 | KAMUTHI7G | 9.4083 | 78.3697 | KMLGM1 , D.No. 21,22, Sudarshan Illam, Ramalingam | KAMTI7G | Airtel | Tamil Nadu | GBT
IN-1111718 | PUDUKKOTTAI | 9.3362 | 78.4002 | Mr. Marimuthu, Pudukottai post, Kamuthi taluk,Ramathpuram district, Ph-9443406212 (Option beside the hospital(9.33619,78.40044) near to main road. | PDKKT1 | Airtel | Tamil Nadu | GBT
IN-1129778 | NATARAJAPURAM | 9.921 | 78.6066 | Mr,Chiiya,D/No65 taraja puram[po] Paganeri via, Sivagangai. ph;9787279900 | 4128 | Vodafone | Tamil Nadu | GBT
IN-1031413 | TAJ | 10.7642 | 79.8442 | TAJ GARDEN RETREAT, madurai | 620 | Vodafone | Tamil Nadu | RT Tower
IN-1030528 | THIRUVADANAI | 9.7855 | 78.9173 | P. Muthurakku, S.F.No.303/1,P.M.R. Complex,1/35,37, Ooriyour Road, Thiruvadai, Ramathapuram Dt. - 625 535. | 1917 | Vodafone | Tamil Nadu | GBT
IN-1030628 | KALLAL | 9.9918 | 78.6653 | K. Indhira, W/o Kalimuthu, SF No 248 Viyaga gar. Kallal, Sivagangai Dt 630 305. Ph 04565 274233 | 1913 | Vodafone | Tamil Nadu | GBT
IN-1059270 | THONDI | 9.7456 | 79.0198 | N.Ramachandran, Sf No: 59/5B, Backside Of Reliance Tower, Kudipargu Village, Thondi Post, Thiruvadani Tk, Ramanathapuram - 623 409 / 04561-253480 | TONDI1 | Airtel | Tamil Nadu | GBT
IN-1060220 | THARATHANENDAL | 9.4426 | 78.7733 | MR.P.MUNIANDI,SF.NO.327/2,THURATHANENDAL ROAD,MUDALUR POST,RAMATHA PURAM DIST-623 502.PH-04567 230705 | TTNDL1 | Airtel | Tamil Nadu | GBT
IN-1100164 | KEELIYUR | 9.4801 | 78.7658 | M.apthell hamselthu,s/o: Mugamaltu Mauthan,2/30 Iqbal st.,Keeliyur(po),Paramakudi(tk),Ramnathpuram(dt)-623530 Ph No-04564-20694 | KELYR1 | Airtel | Tamil Nadu | GBT
IN-1097340 | MANGALAGUDI | 9.8637 | 78.9633 | Mr.Danraj, S/o. Arogyaswamy, Panjamari village, Ooranickottai po, Thiruvadai, Ramad dist Ph: 9751616057 | 5726 | Vodafone | Tamil Nadu | GBT
IN-1124510 | THACHAMPATTHU | 10.0016 | 77.9887 | MR.A.GARAJAN,S/O AYYAMPERUMAL PILLAI,SOUTH STREET,THACHAMPATTHU VILLAGE,THIRUVAEDAKAM POST,MADURAI(TLK&DST).MOB NO:9345294804. | 4321 | Vodafone | Tamil Nadu | GBT
IN-1030442 | MANDAPAM | 9.2792 | 79.1328 | Sarava saw mill,Bypass rd,Mandapam post.Ramd dist.pin-623518 | 6044 | Vodafone | Tamil Nadu | GBT
IN-1030454 | KAPPALUR | 9.8576 | 78.0205 | Meel packaging,plot no 44/2Industrial estate, Kappalur | 6079 | Vodafone | Tamil Nadu | GBT
IN-1030489 | PERAIYUR | 9.7417 | 77.793 | Pichu Mani, 40 Kurivi kara St, Sathyamangalam,Madurai 98940 63855 | 1130 | Vodafone | Tamil Nadu | GBT
IN-1030721 | RAMNDCOLLTRAT | 9.3619 | 78.8638 | Mr.A.Shanmuga raj, 11/224-B CR Doss street, KAA Commission mundy, Paramakudi Tk, Ramathapuram, 04564-230954-94433-50954 | 588 | Vodafone | Tamil Nadu | GBT
IN-1030732 | ELUMALAI | 9.8616 | 77.6995 | Mr.Thanuskodi, Chidambaram Theatre, Main Bazaar, Elumalai, Madurai Dt, 94420-52412, 04552-246678 | 306 | Vodafone | Tamil Nadu | GBT
IN-1030773 | SAYALKUDI | 9.1684 | 78.445 | S.V. Palanisamy,S/o, Vetri Kodi, No 10/89, KK Road, Sayalkudi Taluk, Ramathapuram 643 703. Ph 94431 78862,? 04576 244619 | 474 | Vodafone | Tamil Nadu | RT Tower
IN-1030805 | TKUNNATHUR | 9.7483 | 77.8879 | Mr.Sangararayan, Land opp to Karuppusamy koil, Near V.P.Spindles limited, T.Kunthur post, Periyaur TK, Madurai - 625 708, 9942284214 | 1277 | Vodafone | Tamil Nadu | GBT
IN-1030887 | THERUVELI | 9.3262 | 78.6227 | Mr.Peear Mohammad S/O Allah Pitchi ,314/5B,Paramkudi Road Theuvai ,Dist-Ramthpuram,Pin-623711,Ph-9443012765 | 1943 | Vodafone | Tamil Nadu | GBT
IN-1030905 | RAGUNATHAPURAM | 9.2964 | 78.9197 | Mrs.Lakshmi, W/o.A.Ramachandran, SF No: 172/7A2B, Melavalasai, Raghunathapuram, Ramanathapuram Dt , 04567-253279 | 1893 | Vodafone | Tamil Nadu | GBT
IN-1030923 | PERIYAPATTINAM | 9.2678 | 78.9084 | BATHARUNNISHA BEGAM, S.F.No. 83/16B, No.1/462, Main Road, Periya Pattinam Post, Ramnad - 623 523. | 1891 | Vodafone | Tamil Nadu | GBT
IN-1030924 | LANTHAI | 9.3677 | 78.7753 | A.SENKALAN, S.F.No. 265/3, Lanthai, Poothandal Post, Ramnad Taluk, Ramnad - 623 502. | 1875 | Vodafone | Tamil Nadu | GBT
IN-1030932 | ARIYAMAN | 9.2851 | 79.0642 | Mr.Liakath Ali, S/o.Mohamad Gany, 12/8, South Street, Pudumadam, Ramd District.Ph.94424 33096,04567 236049,263219 | 1856 | Vodafone | Tamil Nadu | GBT
IN-1030957 | TMGATTUPALAM | 9.8285 | 77.9805 | P.Pandi, SF No: 138/1, KK gar Door no: 76, Thirumangalam Tk, Madurai - 625 706, 98430-98388 | 2567 | Vodafone | Tamil Nadu | GBT
IN-1031001 | VILLUR | 9.7054 | 77.9119 | R.MANONMANI, S.F.No. 63/1A, Ac, Near No.6/100, South Street, Villur Post, Thirumangalam Taluk, Madurai - 625 707. | 1947 | Vodafone | Tamil Nadu | GBT
IN-1031039 | KOOTHAMPULI | 9.4273 | 78.8658 | Mr.V.Selvaraj, S.F.Noo.167/2, Kottam Puli, Pullangudi Post, Chittarasan Kottai Via, Ramd 623 513. Ph.98948 86862 | 1874 | Vodafone | Tamil Nadu | GBT
IN-1031055 | NARIPALAYAM | 9.3418 | 78.9438 | Riswana Parveen Begam, SF No: 12/5A2, 13/1A2, Naripallam, Pannaikulam Road, Perungulam , Ramanathapuram 0 623 536 / 04567-259480 | 1882 | Vodafone | Tamil Nadu | GBT
IN-1031097 | MUTHUSAMIPURAM | 9.5325 | 78.8685 | M.gu, SF No: 6/22B, Muthusamy puram, ramangalam post, Pottagavayal via, Ramathapuram Dt - 98948-87187 | 1937 | Vodafone | Tamil Nadu | GBT
IN-1031127 | NARIPPAYUR | 9.1232 | 78.4169 | V.P.Sundara Gapathy, 2/100, Thevar street, ripaiyur, Kadaladi TK, Ramathapuram Dt, 94420-45869 | 1939 | Vodafone | Tamil Nadu | GBT
IN-1031144 | SIVAGANGAIBACKBONE | 9.8477 | 78.4885 | Mr.K.Balakrishnan, SF No: 96/2, Door no: 54/2, Aranmanai vasal, Sivagangai Dt - 623 561 | 2699 | Vodafone | Tamil Nadu | GBT
IN-1031146 | PANGAMNALLUR | 9.8673 | 77.8244 | Jayakodi, S/o.Periya karuppan, perumallur, Periyar TK, Madurai Dt, 98434-42694 | 2189 | Vodafone | Tamil Nadu | GBT
IN-1031160 | KARADIKAL | 9.8843 | 77.9792 | 1940, 2nd Ward, Karadikal, Thirumangalam TK, Madurai Dt, 98426-25262 | 2545 | Vodafone | Tamil Nadu | GBT
IN-1031179 | KADALADI_MDZ | 9.2209 | 78.4979 | MOORTHI ASARI, 20, VADAMAN THOTTA STREET, VANDAVASI TK., THIRUVANNAMALAI DT. PH : 93456-44605 | 2994 | Vodafone | Tamil Nadu | GBT
IN-1031192 | PALLATHUR | 10.1466 | 78.8008 | A.R.Palaniappan, SF No: 110/9A, Kulakal Street, pallathur, karaikudi TK, Sivagangai - 630 107, 98402-275509, | 1844 | Vodafone | Tamil Nadu | GBT
IN-1031203 | TKNAYAKANUR | 9.8127 | 77.6735 | Mr. P.P.R PALANISWAMY, M.KALLUPATTI (Via), PERAIYUR TALUK, MADURAI - DIST. Ph : 9345294257 | 2795 | Vodafone | Tamil Nadu | GBT
IN-1031482 | SUBHULAKSHMIMAHAL | 10.0703 | 78.7694 | Subalaksmi Mahal,No.1.Church First Street,KaraiKudi | 1901 | Vodafone | Tamil Nadu | RT Tower
IN-1031486 | SIVAGANGAI BSC | 9.8481 | 78.4861 | Complex,39-A,South Raja Street, Sivagangai | 6019 | Vodafone | Tamil Nadu | RT Tower
IN-1031492 | ANNA NAGAR_MDU | 9.92 | 78.1503 | L.Ramakrishnan, No.38/39,Kuruvikaran Salai,2Nd Street, Anna Nagar, Madurai - 625 020. | 6003 | Vodafone | Tamil Nadu | RT Tower
IN-1031493 | ARPLAZA | 9.925 | 78.1166 | A&B- AR Plaza, 16&17, Northveli street, Madurai-625001 | 6015 | Vodafone | Tamil Nadu | RT Tower
IN-1031499 | KKNAGAR | 9.9319 | 78.1439 | Raja Rajan Complex,80ft Rd,KK gar, Madurai | 6017 | Vodafone | Tamil Nadu | RT Tower
IN-1031505 | RACECOURS | 9.9388 | 78.1357 | Race Course, Madurai-625 002 | 6004 | Vodafone | Tamil Nadu | RT Tower
IN-1031506 | SOUTHMASI | 9.915 | 78.1183 | SNS ComplexAbove Bank of Madura,52 South Masi St.,Madurai | 6010 | Vodafone | Tamil Nadu | RT Tower
IN-1031508 | THIRUNAGAR1 | 9.8806 | 78.0589 | No.55,New pandian street,First Bus stop,Thiru Nager ,Madurai.6 | 6008 | Vodafone | Tamil Nadu | RT Tower
IN-1031514 | WESTMARET | 9.9186 | 78.1122 | 14-15, West MarKet Street, Madurai-625 001 | 6001 | Vodafone | Tamil Nadu | RT Tower
IN-1031600 | RAMESWARAM | 9.2864 | 79.3161 | Sandiya lodge,No:1,west cart street,Rameswaram-623526 | 6036 | Vodafone | Tamil Nadu | RT Tower
IN-1031605 | KILAKARAI | 9.2317 | 78.785 | AK Aleem Centre,7/14,VS Road,Kizhakkarai | 6041 | Vodafone | Tamil Nadu | RT Tower
IN-1031607 | UCHIPULI | 9.3103 | 79.0142 | MPMR Complex,No.4/888-18,Railway Feeder Rd,Busstand, Uchipulli,Ramathapuram Dist | 6043 | Vodafone | Tamil Nadu | RT Tower
IN-1031622 | NAGANAKULAM | 9.9643 | 78.1366 | V.C. Sekar, Sf No:396/11, Pushpanjali Gardens, No;12, Elil Nagar, Maylam Pov St, Nanganakulam Road, Ayyar Bungalow, Madyrai-625 014. | 6054 | Vodafone | Tamil Nadu | RT Tower
IN-1031623 | BHARATICOLONY | 9.3606 | 78.8446 | D. Manokaran Martin, SF NO 35/3A, Deva Illam, Sethupathy highway, District collector office, Ramathapuram Dt 623503, 94431 47800 | 6057 | Vodafone | Tamil Nadu | RT Tower
IN-1031766 | KARAIKUDIUNIV | 10.1031 | 78.7941 | Mr. E. Sabastein, S/O, Iruthayam, Ani Velanganni Complex, By Pass Road, Kailash gar, Sri Ram gar, Kottayur Post, Karaikudi Taluk, Sivagangai Dt 630 106. Ph 94433 83474 | 434 | Vodafone | Tamil Nadu | RT Tower
IN-1031800 | SOUTHRADAST | 9.3681 | 78.8417 | 56, Balasubramaniasamy street, South rada street, Ramathapuram , 04567-220462 | 577 | Vodafone | Tamil Nadu | RT Tower
IN-1031821 | OOMACHIKULAM | 9.9939 | 78.1469 | A.Chakravarthy, No.2/79, New Naththam Road, Oomatchikulam, Madurai - 625 014. | 848 | Vodafone | Tamil Nadu | RT Tower
IN-1031838 | PCCOLLEGERD | 10.0789 | 78.7798 | Mr. P.K.P.Perumal. Ever Green Complex, College Road, Karaikudi- 630 002. Ph 04565 221756, 04565 220073 | 1533 | Vodafone | Tamil Nadu | RT Tower
IN-1031893 | EMANESWARAM | 9.5474 | 78.6022 | S. V RAMDAS, 4/137 ,EAST CAR STREETS,EMANESWERAM, PARAMKUDI,DIST-RAMTHPURAM,PIN-623701,PH-04564-222724, 9443167248 | 1860 | Vodafone | Tamil Nadu | RT Tower
IN-1031899 | OTTAPALAYAM | 9.5473 | 78.5883 | M.SHAKAN ZARIBHA , No. 3/178, Musabar Kani Street, Kathijia Beevi Land, Paramakudi Post, Ramnad - 623 707. | 1884 | Vodafone | Tamil Nadu | RT Tower
IN-1031905 | MELURBUSSTAND1 | 10.0322 | 78.3389 | Mr.Ramalingam, S/o.Chinya Velar, Ramalingam Jewellery, 268/3, Alagar Kovil Road, Melur Bus Stand, Madurai District. Ph.93447 60092 | 1881 | Vodafone | Tamil Nadu | RT Tower
IN-1031906 | MADURAIRD_MDZ | 9.3652 | 78.829 | M.A.S.SAHUL HAMEED, No.370, Ams Complex, Madurai Main Road, Ramnad - 631 502. | 1876 | Vodafone | Tamil Nadu | RT Tower
IN-1031925 | TPK ROAD | 9.9113 | 78.1127 | I.BIRTHOUSE BANU, No.34/1, Kuppu Pillai Thoppu,1st Lane, South VBLI Street, Madurai 625 001. | 2279 | Vodafone | Tamil Nadu | RT Tower
IN-1031935 | NRTHPERUMALST | 9.9239 | 78.1227 | Mr. Manickandan,S/o,Guruswamy,No:67,kahn palayam,4th Street, North , Madurai / 9842110297 | 2547 | Vodafone | Tamil Nadu | RT Tower
IN-1059114 | ERVADI | 9.209 | 78.7081 | Mumtaj Begam Land, Sf No: 291/2A, Mumtaj Mahal, Ervadi Dharka Post, Ervadi, Ramanathapuram - 625 566 | ERVDI1 | Airtel | Tamil Nadu | GBT
IN-1059123 | T.KANNATHUR | 9.7684 | 77.9062 | Existing Mw Repeater.K.C.Agamudai Nambi ,Kanda Kottam, T.Kannathur,( N.Saifudduin Opp Land ),Periyur, Madurai - 0452 - 2529910 | KANTR1 | Airtel | Tamil Nadu | GBT
IN-1059154 | AVANAYAPURAM | 9.8521 | 78.0972 | 176A Pasumpon gar, Avaniapuram, Madurai - 625022 | MDU09 | Airtel | Tamil Nadu | GBT
IN-1059155 | GOMATHIPURAM | 9.9206 | 78.1544 | 415/9B,Sithivinayagar Kovil St,Thasildar Nagar,Gomathipuram,Madurai | MDU11 | Airtel | Tamil Nadu | GBT
IN-1059193 | PAMBAN | 9.2818 | 79.2183 | Kvb Bank Building, # 4, Moontrunthai Junction, Kambam Road, Periakulam | PAMBN1 | Airtel | Tamil Nadu | GBT
IN-1059278 | KARANGALKUDI | 10.158 | 78.3573 | M.Krishnan, Sf No: 125/7A, Shenbakkam Nagar Thottam, Karungalakudi, Melur Tk, Madurai Dt: 625101 / 94432-03702 / 04544-250316 | KLKDI1 | Airtel | Tamil Nadu | GBT
IN-1059280 | NERKUPPI | 10.2217 | 78.5357 | L.Subramani, Sf No:529/17, No:13, Plpr Street, Nerukuppai, Thirupathur Tk, Sivagangai Dt - 630 405 | NRKPI1 | Airtel | Tamil Nadu | GBT
IN-1059281 | THUMBAIPATTI | 10.0896 | 78.3562 | I.Ambalan, Sf No: 395/9, T.Ambalagan Patti, Thampaipatti, Melur Tk, Madurai - 625101 / 04252-2426013 , 9443684577 | THMPT1 | Airtel | Tamil Nadu | GBT
IN-1059359 | KATTRAMPATTI | 9.7912 | 77.9458 | Dr.Lincy Lal W/O Dr.Nelson, Sub Division Survey No: 166/3E, Land Beside Vishwas Milk Dairy, Rajapalayam Main Road, Kattrampatti, Madurai Dist-625706. | KTMPT1 | Airtel | Tamil Nadu | GBT
IN-1059360 | SELVEE AMAN KOVIL STREET | 9.3477 | 78.5145 | A.Omarjafferalim & Naina Mohammed, S.No:326/35A, 2&3, Selvi Amman Kovil Street, Near Reliance Tower, Muthukulathur - 623 704 / 04576-222527 , 94438 86667 | MDKLR1 | Airtel | Tamil Nadu | GBT
IN-1059450 | TIRUVALLUVAR NAGAR | 9.8891 | 78.0492 | Open Land Of Mr. Rajagopal, Plot No.174, Kurunji gar, Thirugar. Madurai. | MDU87 | Airtel | Tamil Nadu | GBT
IN-1059488 | ARAPPUKOTTAI ROAD | 9.8438 | 78.1073 | Mr. Sor Suthanthira Rajan, Resurvey No. 388 / 1A1A, Near Mjdpw Trust, Mandela gar, Ring Road, Madurai - 625022, Ph: 94431 55147 (Acquired By Subramaniam - 98940 10684) | MDU89 | Airtel | Tamil Nadu | GBT
IN-1059546 | SRI RAM NAGAR | 10.0974 | 78.7968 | S.Muthu, 7-1/6, Thiruvalluvar Street, Sri Ram Nagar, Kottaiyur, Karaikudi Tk, Sivagangai Dt - 630106, Ph: 94437 28662, 04565-286621 | KKD06 | Airtel | Tamil Nadu | GBT
IN-1059551 | SAKKARAKOTTAI | 9.3529 | 78.8459 | A.Kumarai, W/O. Mr. Anandhan, Sf No. 107/1, No: 7/94, Yadhav Street, Sakkarai Kottai, Ramanathapuram Dt - 623504, | SKKTI1 | Airtel | Tamil Nadu | GBT
IN-1059609 | ERVADI | 9.2235 | 78.7082 | Mrs.P.V.S.H.Syed Fathima Gani, S.F. No.- 225/1D, Hussain Complex Backside, Ervadi Bus Stand, South Street, Ervadi, Ramanathapuram Dist.-623 515 Ph: 04576-263300. | ERVDI2 | Airtel | Tamil Nadu | GBT
IN-1059677 | ALAGANKULAM | 9.3551 | 78.9669 | Mr.A.Mohammed Ferook, Sf No: 250/1, Bazaar St, Alagankulam, Ramathapuram Dt - 623 512 / 04567-266248, 9443444184 ( Land Near Pandmaban House( Ex-President ) Bharti gar Bus Stop | AGKLM1 | Airtel | Tamil Nadu | GBT
IN-1059687 | SUBARAMANIAPURAM | 10.0798 | 78.7849 | Mr.A.R.M.Meyammai Aachi,T.S.No.511/2 Part,No.9/6,7Th Street,Subramaniapuram,Karaikudi,Sivagangai Dist.-630 002. | KKD11 | Airtel | Tamil Nadu | GBT
IN-1059709 | RAMANATHAPURAM COLLECTERATE | 9.3618 | 78.8634 | Mr.Shanmugaraj, Sf.No.347/2,&347/2A, Thiruvalluvar Nagar, 1St Street, Near Collector Office, Ramanathapuram Dist.-623 707. Ph:04564-230954. | RMPM7 | Airtel | Tamil Nadu | GBT
IN-1059718 | VANNANGUNDU | 9.2843 | 78.8831 | Mr.M.Mookaaiyah,Sf.No.198/3A1,198/3A1A1,No.2/201,Near Govt.,High School Via.,Ramanathapuram Dist.-623 523.Ph:04567-252867 | VANNA1 | Airtel | Tamil Nadu | GBT
IN-1059748 | NEMATHANPATTI | 10.1856 | 78.7706 | Mr.P.R.Solaimalai,Sf.No.526/1,No.15,Ward No.11,North Street,Nemathanpatti,Karaikudi Taluk,Sivagangai Dist-630103.Ph.No.04565-283939.695208. | NEMPT1 | Airtel | Tamil Nadu | GBT
IN-1059762 | PUDUMADAM | 9.2777 | 78.9925 | Mr.R.Sridharan,S.F.No.239/16,No.5/2233,West Street,Pudumadam Post,Ramanathapuram Dist.-623 524.Ph:04561-263555/263991 | PDMDM1 | Airtel | Tamil Nadu | GBT
IN-1059765 | RETTAIURANI | 9.2954 | 78.9708 | Mrs.k.gunasundari,sf No.143/6b,tuticorin Road,rettaiurani Post, Uchipuli Via., Ramanathapuram Dist.-623 544.ph:04567-251245 (remarks:mrs.k.gunasundari Is D/o.mrs.balammal) | RTURN1 | Airtel | Tamil Nadu | GBT
IN-1059803 | MELUR | 10.0448 | 78.3477 | Mr.C.Manikandan,R.Sf.No.200/2,No.5/36,Check Post,Melur Taluk,Madurai Dist.-625 102.Ph:94430-72814 | MELR2 | Airtel | Tamil Nadu | GBT
IN-1059817 | KAITARI NAGAR | 9.8603 | 78.0625 | Mrs.Juttu Vardhini, S.F.No.17/2, 17/3D, M/S. Vigneshwara Flour Mill, No.833, Meekshi Colony, Madurai Dist.- 625 020. Ph: 0452 - 2485186. | KTNGR1 | Airtel | Tamil Nadu | GBT
IN-1059823 | SERUVUKARURANI | 9.3257 | 78.9874 | Mr.A.Govindaswamy,Sf.No.123/1,123/1C3A,No.5/96,Servukarurani East Street,Nagachi Post,Uchipulli Via,Ramanathapuram Taluk,Ramanathapuram Dist-623534.Ph.No. | SRKRN1 | Airtel | Tamil Nadu | GBT
IN-1059828 | VALINOKAM | 9.1642 | 78.6445 | Mr.Hidayathullah,Old Sf.No.132/1H,New Sf.No.132/1H2,No.6/3A,Main Road,Valinokam,Kadaladi Taluk,Ramathapuram Dist.-623 528. | VLNKM1 | Airtel | Tamil Nadu | GBT
IN-1059843 | VALAIYARVADI | 9.2774 | 79.1101 | Mr.m.andy,sf.no.630/6,no.3/28,valayarvadi Village,vedalai Post,ramathapuram Taluk,ramathapuram Dist-623804. | VLYRD1 | Airtel | Tamil Nadu | GBT
IN-1059873 | KUYAVANKUDI | 9.3475 | 78.9046 | MR.A.BAGIAM ACHARI,SF.NO.75/2B,75/2B5,NO.1/226,VADIVEL NAGAR,KUYAVANKUDI,KALLURANI POST,PERUNKULAM VIA,RAMANATHAPURAM DIST-623536. | KYKUD1 | Airtel | Tamil Nadu | GBT
IN-1059900 | KUPPANAMPATTI | 9.9512 | 77.8443 | Open land of Mr. Angammal, C/O. Mr Karutha kanna Thevar, Kuppanampatti, Ariyapatti tk, Usilampatti tk, Madurai dist | KUPPA1 | Airtel | Tamil Nadu | GBT
IN-1059911 | KUNJAMPATTI | 9.9698 | 77.7517 | MR.M.PERUMAL, S.NO.230/16&230/18, KUNJAMPATTY, NAKKAALAPATTY POST, USILAMPATTY-TK, MADURAI DIST - 625 525 | KNJPT1 | Airtel | Tamil Nadu | GBT
IN-1059924 | C.K MANGALAM | 9.7896 | 78.8931 | MR.A.L.SUBRAMANIYA THEVAR,SF.NO.19/1,LAND BEHIND SARAVA OIL STORE,C.K.MANGALAM,THIRUVADAI TALUK,RAMATHAPURAM DIST-623402.PH.NO. | CKMGM1 | Airtel | Tamil Nadu | GBT
IN-1059927 | CHINNAIDAPANDAL | 9.4189 | 78.6906 | MR.A.KAYAMBU KONAR, OLD S.NO.157/1B, NEW S.NO.157/4, SINAIDAMPADAL, MUTHUVAYAL POST, PARAMAKUDI-TK, RAMANATHAPURAM DIST - 623 527 PH:94420 42691/04564 - 262319 | CIPDL1 | Airtel | Tamil Nadu | GBT
IN-1059938 | SANAVELAMPATTY | 10.179 | 78.2142 | MRS.L.VELLAIAMMAL, S.NO.134/2B, VILAMPATTY PALLIVASAL, KOVILPATTY POST, NATHAM-TK, DINDUGAL DIST - 624 405 PH:93614 96663 | SNLMP1 | Airtel | Tamil Nadu | GBT
IN-1059969 | MSUBBULAPURAM | 9.6768 | 77.8094 | MR.S.SEENIRAJ,SF.NO.91/3A,MADURAI TO KOLLAM MAIN ROAD,NEAR SINDHU MIDDLE SCHOOL,M.SUBBULAPURAM POST,T.KALLUPATTY VIA.,PERAIYUR TALUK,MADURAI DIST-625702. | MSBBM1 | Airtel | Tamil Nadu | GBT
IN-1059993 | CHETTYROAD | 9.3702 | 78.84 | K.VENKATACHALAM,G.R.S.NO:275/2,T.S.NO:86,WARD'D',BLOCKNO:4,6A,MANIRICEMILL,LAKSMIPURAM,RAMATHAPURAM-625504.PH:280855 | RMPM11 | Airtel | Tamil Nadu | GBT
IN-1060030 | KAMARAJUNIVERSITY | 9.939 | 78.0159 | THEREGISTRAR,MADURAIKAMARAJARUNIVERSITYLANDNEARSOUTHERNSIDEOFTHEFOODBALLGROUNDMADURAIKAMARAJARUNIVERSITY,THENI ROAD,MADURAI DIST625021PH-9942893310 | MDU101 | Airtel | Tamil Nadu | GBT
IN-1060035 | TIRUPPULANAI | 9.2838 | 78.8238 | R.Marimuthu, 1/20A, North Street, Tirupulani, Ramathapuram DT - 623 532, 04567-254410 / 94434 65991 | TPLNI1 | Airtel | Tamil Nadu | GBT
IN-1060073 | MATHURA | 10.0124 | 78.1917 | MRS.D.BUMADEVI,W/O.DHANABALAN,R.S.NO.370/2,UDRS.NO.18/2,MEENAKSHIGARDEN,MATHUVILAKKU,ALAGARKOVILVIA.,MADURAI DIST-625301.PH:9486364229 | MTHRA1 | Airtel | Tamil Nadu | GBT
IN-1060144 | MUTHUPETTAI | 9.2699 | 78.9197 | MR.R.VIAGULA SANTIAGO,SF.NO.202/11,KADARKADAI ROAD,MUTHUPETTAI,MUTHUPETTAI,RAMANATHAPURAM DIST.-623 523.PH:94430-20116/04567-252425(REMARKS:MR.VIAGULA SANTIAGO IS UNCLE IS MR.SELVARAJ) | MTHPT1 | Airtel | Tamil Nadu | GBT
IN-1060207 | OKKADI | 9.1941 | 78.3919 | MR.PERIYA KARUPPASAMY DEVAR,ARUPPUKOTTAI MAIN ROAD,OKKADI,KURUVADI POST,KADALADI TALUK,RAMATHAPURAM DIST.- | OKADI1 | Airtel | Tamil Nadu | GBT
IN-1060237 | POTHIKALAMPUR | 9.2962 | 78.5032 | MR.T.MURUGAIAH DEVAR,SF.NO.333/1J,KURUVILKATHIYAL,POTHIKULAM POST,KADALADI TALUK,RAMATHAPURAM DIST.-622 203.PH:94420-49642 | PTLMP1 | Airtel | Tamil Nadu | GBT
IN-1060280 | KOOTHANDAN | 9.8193 | 78.4969 | MR.M.GARAJAN.NO.1-617,LAND BACK SIDE OF 1-617,KOOTHANDAN,ILAYANKUDI ROAD,SIVAGANGAI DIST.-630561.PH:98418-59580 | KTNDN1 | Airtel | Tamil Nadu | GBT
IN-1060294 | MALATHUR MUKKU ROAD | 9.1763 | 78.4913 | Open land of Mr.Mayil Vaagan, Malator Mukku road, K.Satram post, Kadaladi, Ramthapuram dist. PH: 04576-211308/94433 69303 | MLTHR1 | Airtel | Tamil Nadu | GBT
IN-1060360 | NARASINGAPATTI | 10.0027 | 78.2674 | MR.V.SENTHIL KUMAR, 47/5A1 RASINGAPURAM, CHENI HIGHWAY MAIN ROAD, MELUR TK. MADURAI PH:9443733381 | NRSNG1 | Airtel | Tamil Nadu | GBT
IN-1060409 | RAJAMA NAGAR | 9.8986 | 78.1332 | Mr.RAJENDRAN, SACS INDUSTRIES, NO.3/327, RAJAMA GAR, CHINTAMANI ROAD, MADURAI. PH:9894011710, 04524370009 | MDU141 | Airtel | Tamil Nadu | GBT
IN-1060420 | PASUMPON MUTHURAMALINGA THEVAR COLLEGE | 9.9582 | 77.8165 | MR.RAMACHANDRAN,PASUMPON MUTHURAMALINGA THEVAR COLLEGE,USILIMPATTI,MADURAI DIST.-PH:04552-253300 | USPT3 | Airtel | Tamil Nadu | GBT
IN-1060429 | S.R.V.NAGAR | 9.8763 | 78.0557 | Mr.ARJUN, KUMARAN STREET, S.R.V. GAR, THIRUGAR, MADURAI. PH:9443677349 | MDU142 | Airtel | Tamil Nadu | GBT
IN-1060490 | THOPPUR | 9.8751 | 78.0256 | RASATHI, OPP TO NO.2/44A, JEEVA STREET, THOPPUR VILLAGE, MADURAI. PH:9842148637 | MDU143 | Airtel | Tamil Nadu | GBT
IN-1060504 | MANJULA THEATRE ROAD | 10.1045 | 78.6 | MRS.C.MEEL,MANDIYA PILLAI STREET,THEMPATTY,THIRUPATHUR,SIVAGANGAI DIST.-PH:98439-35870 | TPAT3 | Airtel | Tamil Nadu | GBT
IN-1060601 | PARVATHAM ROAD | 9.2968 | 79.3079 | MR.K.RADHA,SF.NO.648,GANTHAMADAM,PARAUVATHAM ROAD RAMESHWARAM,RAMANATHAPURM DIST-PH-94435 02637 | RMSM3 | Airtel | Tamil Nadu | GBT
IN-1060632 | PUDHUPATTI | 9.8793 | 78.4688 | GASAMY, 43, MIDDLE STREET, PUDHUPATTI, SIVAGANGAI(DT). PH:9865445440 | PUPTI1 | Airtel | Tamil Nadu | GBT
IN-1060702 | ATTIPATTI | 9.7893 | 77.7621 | MR.SOWNDARA PANDIYAN,RISE MILL,VADAKU STREET,ATTIHIPATI POST,PERAYUIR TALUK,MADURAI-626507-PH-98437 30245 | ATIPT1 | Airtel | Tamil Nadu | GBT
IN-1060805 | MELAPANAIYUR | 9.7286 | 78.8782 | MRS.X.JOSEPHINEAMALA,SF.NO.313/2,NH210,MAIN ROAD,MELPANAIYURJUNCTION,MELAPANAIYUR,THIRUVADANAITALUK,RAMANATHAPURAM DIST.-623538.PH:94426-79036 | MLPNR1 | Airtel | Tamil Nadu | GBT
IN-1060810 | MANGALAM | 9.6083 | 78.8633 | MR.V.PONDICHERRYDEVAR,S.NO.281/2,OPPTOBUSSTOP,MANGALAM,AVERENGAL POST,RSMANGALAMVIA.,THIRUVADANAI-TK,RAMANATHAPURAM DIST-623525.PH:9443783715 | MANGA1 | Airtel | Tamil Nadu | GBT
IN-1060821 | PONNAKULAM | 9.8415 | 78.4453 | MR.ARUMUGAM,SIVAGANGAI ROAD,PONKULLAM,MUTHUPATTI POST,SIVAGANGAI TALUK,SIVANGAI DIST.-PH:99657-77392 | PNNKM1 | Airtel | Tamil Nadu | GBT
IN-1060830 | VAIRAVAPURAM | 10.149 | 78.6437 | MR.LAKSHAMAN,SARAVA GAR,VAIRAVAPURAM,PUDUKOTTAI,THIRUPATHUR ROAD,SIVAGANGAI DIST.-98420 37880 | VRVPM1 | Airtel | Tamil Nadu | GBT
IN-1060851 | ARIYAMAN | 9.2854 | 79.0641 | Chitiammal Begum, Ml Dry Fish Company, Aryaman Beach Road, Sundaramudayan Post, Ariyaman, 98651 93952 / 98651 32790 ,( North East Corner Plot ) | ARYMN1 | Airtel | Tamil Nadu | GBT
IN-1060875 | DEVIPATTINAM | 9.4759 | 78.8956 | Plot Inside Habib Mohammad Complex, Ramanad Main Road, Devipattinam. | DPNM1 | Airtel | Tamil Nadu | GBT
IN-1060881 | ETTIVAYAL | 9.3794 | 78.7386 | K.Ganapathy, 40-A, Ettivayal Post,Opp To Govt Elementry School, Ettivayal, Paramakudi | ETVYL1 | Airtel | Tamil Nadu | GBT
IN-1060892 | KALLUPATTI | 9.7212 | 77.8544 | A Raja Ram, (Govt Bus Conductor) Door No 14/32 ,Pilliyar Kovil Street , T Kallupatti. Mr G Kannan Ph No - 9842593151 | KAPT1 | Airtel | Tamil Nadu | GBT
IN-1060927 | KAPALUR SIDCO | 9.8563 | 78.0213 | Mr.K.Karpayya,2B,Mahalipatti Road,Mahalipatti,Madurai.Ph-9842102078 | MDU43 | Airtel | Tamil Nadu | GBT
IN-1060934 | MANDAPAM | 9.2815 | 79.1529 | Mr . Iqubal Ahemad Mania S Plot, Car Street. Mandapam Ph: 09443141558. | MNPM1 | Airtel | Tamil Nadu | GBT
IN-1061012 | THANKATCHIMADAM | 9.2847 | 79.251 | Franklin Land, South Street Near Iob Bank, Backside Kannan Store Ramesh Waram Road Thankachi Madam | TCMDM1 | Airtel | Tamil Nadu | GBT
IN-1061061 | KADALADI | 9.2221 | 78.4969 | Mrs.R.Bhuvaneswari, W/O. Ramakrishnan, S.F.No.53/1, Muslim Street, Near Reliance Tower, Kadaladi Post, Ramanathapuram - 623 703. Ph:04576-266629 ( Bhuvaneswari Is Sister Of Meharaj ) | KDLDI1 | Airtel | Tamil Nadu | GBT
IN-1061065 | KADABUR | 10.0777 | 78.1732 | MR.L.CHINNAALAGAN,SF.NO.26/1A,29/1A,29/1H,53/2,4,6,NO.2/83,KADAVOUR VILLAGE,CHINNADRAPATTI POST,MADURAI DIST-625014.PH.NO. | KDBUR1 | Airtel | Tamil Nadu | GBT
IN-1061067 | PARALITUDUR | 10.1295 | 78.1818 | MR.R.RAMAN (KRISHNAN), S.NO.317/7A2D, NO.4/20, NATHAM MAIN ROAD, PARALI, NATHAN-TK, DINDUGAL DIST - 624 401. PH:93440 40406 | PRLTD1 | Airtel | Tamil Nadu | GBT
IN-1061139 | MADURAI AIRPORT | 9.8374 | 78.0913 | Madurai Airport | MDUM2 | Airtel | Tamil Nadu | RT Tower
IN-1061149 | MANGAYARKARASI MILLS | 9.9214 | 78.1875 | M/S.SREE MANGAYARKARASY MILLS PVT LTD., NEAR SILAIMAN, PULIYANKULAM, MADURAI DIST - 625 201. PH: 2465458 / 2465558 | MDUM10 | Airtel | Tamil Nadu | RT Tower
IN-1061191 | ARUPPUKOTTAI RING ROAD | 9.8272 | 78.0958 | First Garments Manufacturing Ltd.,No.4/135,Aruppukotai Ring Road,Valayankulam,Madurai.-625 022. | MDUM4 | Airtel | Tamil Nadu | RT Tower
IN-1061264 | ALANGANALUR | 10.0461 | 78.0867 | # 145, Nehru Street, Nethaji Nagar, Alanganallur. | ALAN1 | Airtel | Tamil Nadu | RT Tower
IN-1061440 | HARVEYPATTI | 9.878 | 78.0621 | S.Jones Building , 131, Indra Complex, Harveypatti, Madurai. | HRVPT1 | Airtel | Tamil Nadu | RT Tower
IN-1250425 | KEERANUR | 9.3892 | 78.4949 | NO.154,MIDDLE STREET | KEENR1 | Airtel | Tamil Nadu | GBT
IN-1061471 | KARAIKUDI4 | 7 | 65 | B & K Complex Sriram Nagar, Karaikkudi | KKD04 | Airtel | Tamil Nadu | RT Tower
IN-1061472 | KARAIKUDI5 | 10.0883 | 78.7829 | Mr.K.Nagarajan.C K Mahal,Navratna Nagar, Burma Colony.Mobile 9443125737 | KKD05 | Airtel | Tamil Nadu | RT Tower
IN-1061528 | KILAKARAI | 9.232 | 78.7847 | Amina Complex, Pettai Street, Kilakarai. Mr A.M Alaudinph No 9443341909 , 243351 | KZKI1 | Airtel | Tamil Nadu | RT Tower
IN-1061539 | NORTHVELI ST | 9.9253 | 78.1203 | Pattulakshmi Kudil, 5-Simmakkal, 4Th North Lane, Northveli Street, Madurai - 625001 | MDU02 | Airtel | Tamil Nadu | RT Tower
IN-1061540 | NETAJI ROAD | 9.9167 | 78.1131 | 33/1 Netaji Road, Madurai - 625001 | MDU03 | Airtel | Tamil Nadu | RT Pole
IN-1061542 | MELUR ROAD | 9.9364 | 78.1439 | 1/1 Vinayaga Nagar, Melur Main Road, Madurai 625020 | MDU05 | Airtel | Tamil Nadu | RT Tower
IN-1061543 | K PUDUR | 9.9478 | 78.1456 | No.7, Alagar Koil Main Road, K.Pudur, Madurai - 625007 | MDU06 | Airtel | Tamil Nadu | RT Tower
IN-1061550 | WEST PERUMAL MASTRY ST | 9.9217 | 78.1125 | 117 West Perumal Mastry Street, Madurai | MDU15 | Airtel | Tamil Nadu | RT Tower
IN-1061556 | SOUTHA VELI ST | 9.9114 | 78.1169 | 21 Southveli Street, Madurai 625001 | MDU22 | Airtel | Tamil Nadu | RT Tower
IN-1061558 | JAIHINDPURAM | 9.9067 | 78.1078 | 4A, 1St Street Jaihindpuram, Madurai - 625011 | MDU24 | Airtel | Tamil Nadu | RT Tower
IN-1061561 | THIRUNNAGAR | 9.8811 | 78.0583 | Door No.5, Gandhiji Street, First Stop, Thirunagar, Madurai - 625006 | MDU27 | Airtel | Tamil Nadu | RT Tower
IN-1061562 | AVANAYAPURAM | 9.9008 | 78.1208 | garathm Angalammal Kalya Mandapam, 35/6-Aruppukottai Main Rd, Avanyapuram, Madurai | MDU28 | Airtel | Tamil Nadu | RT Tower
IN-1061570 | AATHIKULAM | 9.9539 | 78.1411 | # 5/183, Ii Street Kanagavel Nagar, Athikulam, Madurai | MDU39 | Airtel | Tamil Nadu | RT Tower
IN-1061571 | ALAGAPPAN NAGAR | 9.9001 | 78.0985 | Mr.Gopal D.M,No.44,Rajan Road,Tvs gar,Madurai,Ph-9443042148 | MDU40 | Airtel | Tamil Nadu | RT Pole
IN-1061575 | JEWELLARY MARKET | 9.9164 | 78.1179 | Mohanram Building, # 25D Mettu Kamali Ammal Street, Madurai. | MDU45 | Airtel | Tamil Nadu | RT Tower
IN-1061576 | JAI HIND PURAM | 9.9056 | 78.1146 | Dha Bagyam Kalayam Mandapam,T.S Solai Alagu Puram,1St Street ,Madurai | MDU46 | Airtel | Tamil Nadu | RT Tower
IN-1061577 | NARIMEDU | 9.9366 | 78.1274 | 49-E, Ptr Road, Rama Medicals Building, Narimedu, Madurai | MDU47 | Airtel | Tamil Nadu | RT Tower
IN-1061584 | AVANAYAPURAM | 9.882 | 78.1145 | Mr.K.Shiva,No-151 Shiva Complex,Main Road,Ambedkar Salai,Avaniyapuram,Madurai,Ph-2671220,9842184538 | MDU55 | Airtel | Tamil Nadu | RT Tower
IN-1061585 | TIRUNAGAR | 9.8854 | 78.0531 | I-Way Computer Building,10/16,Nehru St.V Stop,Tirugar,Madurai. | MDU56 | Airtel | Tamil Nadu | RT Tower
IN-1061587 | MAHALIPATTI | 9.9086 | 78.1245 | Mr.K.Karpayya,2B,Mahalipatti Road,Mahalipatti,Madurai.Ph-9842102078 | MDU58 | Airtel | Tamil Nadu | RT Tower
IN-1061640 | OTHAKADAI | 9.9586 | 78.1894 | Nirmala Complex, Othakadai, Melur Main Road, Madurai. | OKDI1 | Airtel | Tamil Nadu | RT Tower
IN-1061704 | PARAMAKKUDI | 9.5406 | 78.5942 | Kamachi Maliga Building, Door No9/269 A,Keezha Pallivasal Theru,Opp Bus Stand,Paramakudi | PMKD1 | Airtel | Tamil Nadu | RT Tower
IN-1061727 | RAMANATHAPURAM | 9.3689 | 78.8272 | Ramanathapuram | RMPM1 | Airtel | Tamil Nadu | RT Tower
IN-1266765 | Bharathi Nagar | 9.3629 | 78.8466 | D.NO:1/236, BANU STORE COMPLEX, NAGANATHA PURAM EAST, BHARATHI NAGAR, RAMNAD DIST-623503. | RMPM3 | Airtel | Tamil Nadu | RT Tower
IN-1061730 | RAMANATHAPURAM | 9.3614 | 78.8514 | Mr Rahamuttlah Building, J.S.S Student Hostel , Door No- 1/1109, Rameswaram Main Highway, Ramnathapuram, Ph No 231661 | RMPM4 | Airtel | Tamil Nadu | GBT
IN-1061740 | SEKKANOORANI | 9.9416 | 77.9743 | 164/2-B, Natraj Kalyana Mandapam, Madurai Main Road, Sakkanoorani . | SKNI1 | Airtel | Tamil Nadu | RT Tower
IN-1061783 | SIVAGANGAI1 | 9.8481 | 78.4878 | Shanmuga Bhavan&Lodge, Aranmanaivasal, Sivagangai-630561 | SVGI1 | Airtel | Tamil Nadu | RT Tower
IN-1061784 | SIVAGANGAI2 | 9.8574 | 78.4857 | Sri Sathya Lodge, Opp. Court, Tiruppatur Road, Sivagangai | SVGI2 | Airtel | Tamil Nadu | RT Tower
IN-1061848 | TIRUMANGALAM | 9.825 | 77.9835 | V.S.R Kalya Mantapam,Usilampatti Road,Tirumangalam, Contact Person. Mr.V.S.Ramaswamy idu, Ph-280579 | TMGM2 | Airtel | Tamil Nadu | RT Tower
IN-1061941 | USILAMPATTI | 9.9653 | 77.7886 | Uravin Vanegar dar Building, Opp To Bus Stand, Usilampatti | USPT1 | Airtel | Tamil Nadu | RT Tower
IN-1061996 | SINGAMPUNERI | 10.1829 | 78.4225 | J.Pushpam, Sf No: 559/61, J.Pushpam Complex, Annasalai Main Road, Singamponneri, Sivagangai - 630502. / 9443012635 | SGPRI1 | Airtel | Tamil Nadu | RT Tower
IN-1062042 | NORTH MASI STREET | 9.923 | 78.118 | Irulappan, No: 43, North Masi Street, Madurai Dist-625001. | MDU65 | Airtel | Tamil Nadu | RT Tower
IN-1062044 | NATHAM ROAD | 9.9532 | 78.1327 | Gv Towers, tham Main Road, Palanisamy gar, Reserve Line, Madurai | MDU91 | Airtel | Tamil Nadu | RT Tower
IN-1062073 | THIRUPPARAKUNDRAM | 9.8805 | 78.0709 | Mr. Arjun, Arjun Kur Complex, Bigger Street, Thirupparakundram, Madurai, Ph-2346489 | MDU88 | Airtel | Tamil Nadu | RT Tower
IN-1062106 | KOTTAIYUR | 10.1111 | 78.7969 | R. Parvathi Aachi, W/O, Mr Radhakrishn, Kumar Illam, Savukkal Raman Chettiyar Street, Kottaiyur, Sivagangai D.T - 630106, Ph: 04565-276120 (Acquired By Kg) | KTTYR1 | Airtel | Tamil Nadu | RT Tower
IN-1062107 | GOMATHIPURAM | 9.9276 | 78.1551 | Chandrashekhar Hospital, Shivagangai Main Road, Gomathipuram, Madurai. | MDU72 | Airtel | Tamil Nadu | RT Tower
IN-1062108 | JEEVA NAGAR | 9.9013 | 78.1066 | Chellammal, Kamaraj Hardwares, Jeeva Nagar I Street, Jeeva Nagar, Madurai.-625011. | MDU73 | Airtel | Tamil Nadu | RT Tower
IN-1248046 | MAHALAKSHMINAGAR | 9.9605 | 78.1413 | MRS.V.LALITHA, W/o.T.MURALI,S.NO.343/6,PLOT NO.20, MAHALAKSHMI NAGAR, KANNANENTHAL, K.PUDUR POST, MADURAI - 625 007 | MDU85 | Airtel | Tamil Nadu | GBT
IN-1062154 | WEST MASI STREET CENTRE | 9.9183 | 78.1153 | Mr. Elangovan, Fashion Kingdom, No.107, West Masi Street, Madurai - 625001, Ph-98430 52277 (Acq By Raghuthan) | MDU66 | Airtel | Tamil Nadu | RT Tower
IN-1062155 | UTHANKUDI | 9.9511 | 78.1687 | Mrs Sashikala W/O Jayaraman No-206, Mailur Road Uthankudi,Ph-04525591422 | MDU79 | Airtel | Tamil Nadu | RT Tower
IN-1062157 | SOUTH MASI ST.( NEAR JEWELLARY MART) | 9.9175 | 78.1219 | A.Jakiraman, A. Dhamodharan, A. Ramamoorthy, Ts No. 1731, 1734/2, No:4, Jadamuni Koil Street, Lakshmi rayan Complex, Madurai Dt - 625001, Ph: 94439 16779 (Acq By 98653 99061) | MDU76 | Airtel | Tamil Nadu | RT Tower
IN-1062158 | SURVEYOR COLONY-I | 9.9522 | 78.1489 | B. Uma Maheswari, W/O. Mr Bharathi, No: 153, Bharathi Hotel, Alagarkoil Main Road, Alagar gar, Opp. To Karthik Theatre, K. Pudur, Madurai - 625007, Ph: 98650 85171-Mr. Ravi, (Acq By Durai - 98948 312 | MDU80 | Airtel | Tamil Nadu | RT Tower
IN-1062159 | SURVEYAR COLONY-II | 9.9568 | 78.1535 | Murugan Agency, Alagar Koil Main Road, Surveyor Colony, Madurai - 625007, Ph: 94436 25441 (Acq Bu Raghunathan) | MDU81 | Airtel | Tamil Nadu | RT Tower
IN-1062182 | GOPALSAMY TEMPLE | 9.9147 | 78.1161 | B.Venkatesh, Ts No: 555 & 550, No: 2B, Raja Gapathi Complex, South Masi Street, Madurai - 625 001, Ph: 98421 50444 (Acq By Raghuthan) | MDU77 | Airtel | Tamil Nadu | RT Tower
IN-1062192 | MANJANKAR STREET | 9.912 | 78.1223 | S.V. Krishndham, Ts No. 613, No:13 A, Paalam Cross Road, Panthadi 9Th Street, Opp. To Maha Gapathi Koil, Madurai-625001, Ph: 94423 61520 (Acq By B.Siva - 98947 00066) | MDU78 | Airtel | Tamil Nadu | RT Tower
IN-1062221 | PATTINAMKATTAN | 9.3561 | 78.8653 | K.N. garathim, 395/7D, Mss Complex, Rameswaram Highway, Pattimkattan, Ramathapuram Dist -623801, Ph-98433 30735 (Acq By Kg Siva - 98940 72397) | PTKTM1 | Airtel | Tamil Nadu | RT Tower
IN-1062230 | VALLUVAR NAGAR | 10.0932 | 78.7829 | Jabamali Mary, W/O, V. Arokiasamy, Grace Complex, D.No.1, Tirchy Main Road, Valluvar Nagar, Karaikudi - 2, Ph-04565-235151, 04561-272953 (Acq By Ss Consultancy) | KKD08 | Airtel | Tamil Nadu | RT Tower
IN-1062238 | PERAIYUR | 9.7363 | 77.7918 | N. Kuthalam Pillai, No:1-106R, Vasanthi Jewllers (Velumahal Marriage Hall), Usilampatti Road, Peraiyur, Madurai Dt-626703, Ph: 04549-276060 / 276183 (Acq By Aster-Lakshmikanthan - 9344123656) | PRIYR1 | Airtel | Tamil Nadu | RT Tower
IN-1062242 | TPK ROAD | 9.9138 | 78.1128 | Mr.K. Mohamamadhu Rabic Raja, S.F.No.-1595, No.43, Perumal Koil South Mada Street,Madurai Dist.-001 (Acq By B. Siva Kumar) | MDU86 | Airtel | Tamil Nadu | RT Tower
IN-1062275 | WEST PERUMAL STREET | 9.9191 | 78.1127 | M.Prabhu Shahul Hameed, Ts No: 373& 374, No: 46, West Perumal Maistry St, Hotel Intertiol, Madurai Dt - 625 001 / 4377463, 4317364 | MDU92 | Airtel | Tamil Nadu | RT Tower
IN-1062304 | CHALAI BAZAR | 9.3677 | 78.832 | Mrs.J.Radhika,T.S.No.27,28&29,No.248,Vandikara Street,Ramanad Taluk,Ramanathapuram Dist.,-623 501.Ph:94431-70962. | RMPM6 | Airtel | Tamil Nadu | RT Tower
IN-1062320 | SATYA SAI NAGAR | 9.9032 | 78.1029 | Mr. Mohammad Mustaf, 3 Rd Cross, D.No. 95, Satya Sai Nagar, Madurai. | MDU82 | Airtel | Tamil Nadu | RT Tower
IN-1062331 | SURYA NAGAR | 9.9629 | 78.1567 | S.T. Pari, S/O Tamil Kudimagan, 28-B, Kodikulam, 1 St Street, Suriya Nagar, Madurai-2, Ph: 94431 81841 (Acq By Kg Sivakumar) | MDU95 | Airtel | Tamil Nadu | GBT
IN-1062336 | RAMANATHAPURAM ENTRANCE | 9.3665 | 78.8176 | Mrs.P.Vasantha Gokileshwari,Sf.No.174/1,No.1/392,Indradevi Nachiyar Nagar,Madurai Road,Ramanathapuram Dist.-623 504.Ph:93445-20197(Remarks:Mr.Panjavarnam Wife Is Mrs.Vasantha Gokileswari) | RMPM5 | Airtel | Tamil Nadu | RT Tower
IN-1062375 | CHINN KADAI STREET | 9.9135 | 78.1201 | Mr.P.A.Bansidhar,T.S.No.1876,Kar Alagarsamy Complex,No.20,Puliyadi Ramasamy Lane,South Gate,Madurai Dist.-625 001.Ph:9894022674 | MDU71 | Airtel | Tamil Nadu | RT Tower
IN-1062520 | VILLAPURAM | 9.8951 | 78.1192 | MR.G.GURUSAMY,2/27,GANAPATHYNAGAR,RAJASTREET,VILLAPURAM,MADURAI-12.PH:9442131848 | MDU111 | Airtel | Tamil Nadu | RT Tower
IN-1062544 | ROSENAGAR | 9.3686 | 78.8463 | A.MOHAN,1/24ROSENAGAR,NEARB.V.MAHAL,RAMNATHPURAM,PH-9245908887 | RMPM9 | Airtel | Tamil Nadu | RT Tower
IN-1062571 | VELLIPATTINAM | 9.3607 | 78.8407 | MRS.M.GOMATHI, W/O.MATHIALAGAN, GRS NO.30/2B, T.S.NO.77 & 78 PART, NO.46, PULIKARA STREET, VELLIPATTINAM, RAMANATHAPURAM DIST - 623 504. PH: 94425 64363. | RMPM8 | Airtel | Tamil Nadu | RT Tower
IN-1062629 | THIRUVALLUVAR ROAD | 10.0704 | 78.7837 | MR.A.HABIBKANI,TS.NO.429/2,NO.18/622,HH COMPLEX,CHOODAMANI PURAM,KARAIKUDI,SIVAGANGAI DIST.-630 003.PH:- 04371-247241 | KKD16 | Airtel | Tamil Nadu | RT Tower
IN-1062637 | ALAGAR PERUMAL TEMPLE STREET | 10.0335 | 78.3366 | MR.C.BALAMURUGAN,BALA COMPUTERS,URBAN BANK OPPOSITE,ALAGAR KOIL MAIN ROAD,MELUR-625106.PH:94427-52400(pp) | MELR3 | Airtel | Tamil Nadu | RT Tower
IN-1062739 | JAI HIND PURAM | 9.9034 | 78.111 | MR.T.MUTHUMARIAPPAN,RS.NO.62/1,NO.143,ANNA MAIN STREET,JAIHINDPURAM,MADURAI DIST.-625 011.PH:0452-2671462/94435-72741 | MDU117 | Airtel | Tamil Nadu | RT Tower
IN-1062752 | RDM GOVT COLLEGE | 9.8426 | 78.4826 | MRS.K.SIVASANKARI,W/O.KRISHNAMOORTHY,GR.SURVEY NO.66/3,SRINATH VENKATESH COMPLEX,NO.69,COLLEGE ROAD,OPP.TO.RDS GOVT.,COLLEGE.RAJADURAISINGHAM,SIVAGANGAI DIST.-630 561.PH:94423-19676(REMARKS:THAT COMPL | SVGI4 | Airtel | Tamil Nadu | RT Tower
IN-1062817 | NEW DRO COLONY | 9.9474 | 78.1382 | Mrs.SUFFIA JAILANI BEGAM, W/O, S.GULAM HUSAIN, OLD NO 217/4, NEW NO,1, NEW DRO COLONY STREET, MADURAI-625007 PH:9443150792 | MDU135 | Airtel | Tamil Nadu | RT Tower
IN-1062857 | CHOLAVANDHAN ROAD | 9.8292 | 77.9813 | C.UMADEVI, D/O, P.K.S. CHINDEVAR, 72, SENGULAM EAST STREET, CHOLAVANDAN ROAD, TIRUMANGALAM-625706. PH:04552244231, 9842513099 | TMGM7 | Airtel | Tamil Nadu | RT Tower
IN-1062862 | ULAGANERI BRIDGE | 9.9528 | 78.1799 | Mr.AARUMUGAN, 1/70, ULAGANERI BRIDGE, MADURAI-625107. PH:04522424849 | MDU137 | Airtel | Tamil Nadu | RT Tower
IN-1062887 | MAJEET ROAD | 9.8531 | 78.4918 | LT Construction,Mr K.Tharmar,Ph-9842606885,opp Selva Vinayakar Temple,Majeet Road,Sivgangai | SVGI3 | Airtel | Tamil Nadu | RT Tower
IN-1062888 | MOHAMED SATHAK COLLEGE OF ENGINEERING. | 9.2343 | 78.7616 | MR.A.S.FEROSKHAN & MR.A.S.SALEEM KHAN, S.NO.347, THAKIR COMPLEX, NO.6/309, EAST COAST ROAD, OPP. TO SATHAK COLLEGE, KEELAKARAI, RAMATHAPURAM DIST - 623 806. PH:94431 11240/04567-246201 | KZKI3 | Airtel | Tamil Nadu | RT Tower
IN-1062891 | TIRUKKOSHTIYUR | 10.0614 | 78.56 | Mr.ndagopal,Yadavar Sangam Complex,Near Temple,Tirukkoshtiyur,Sivaganga,Contact Person-Mr.Adimuthu,Ph No-04577261158 | TRKTY1 | Airtel | Tamil Nadu | GBT
IN-1062912 | AVANAYAPURAM | 9.892 | 78.1171 | MR.P.VIJAYA LAKSHMI,W/O.PICHAI,RS.NO.381/2B,NO.245,NEW NO.,1,C.S.A.GAR,AVANIYA PURAM.MADURAI-12.PH:99652-22012. | MDU131 | Airtel | Tamil Nadu | RT Tower
IN-1062921 | OTHAKADAI | 9.961 | 78.193 | MR.V.ARUN PRASATH, S/O.V.VEERANAN, R.SNO.51/3A1A & 51/3B, V.V.COMPLEX, ALLU NAGAR, MELUR MAIN ROAD, OTHAKKADI, MADURAI DIST - 625 107 | OKDI4 | Airtel | Tamil Nadu | RT Tower
IN-1062937 | WORKSHOP ROAD | 7 | 65 | MR.P.GOPALA CHETTIYAR,TS.NO.766/1,NO.38,39,PG.MANSION,MANINAGARAM MAIN ROAD,MADURAI DIST.-625001.PH: | MDU145 | Airtel | Tamil Nadu | RT Tower
IN-1066877 | PUDUTAMARAIPPATTI | 9.9504 | 78.2167 | MR.A.P.REGUPATHY,,PUDUTAMARAIPPATTI (P),OTHAKADAI,MADURI NORTH(T),MADURI(D),MOB:9842165600 | PDTPT1 | Airtel | Tamil Nadu | GBT
IN-1066952 | PULIYAMPATTI | 7 | 65 | MR. SELVAPERUMAL, PULIYAMPATTI,KANJAMPATTI(P.O),PERAIYUR TALUK, MADURAI DT.-625689,PH:-9442939349,95459-278134 | PLIPT1 | Airtel | Tamil Nadu | GBT
IN-1066980 | PONNAMANGALAM | 9.8842 | 77.9363 | MARI MUTHU,PONNAMANGALAM PO,TIRUNGALAM TK,MADURAI,CELL;98427-92820. | PNMGM1 | Airtel | Tamil Nadu | GBT
IN-1067010 | PAPPINAICKENPATTI | 9.8212 | 77.7119 | MRS.T.RAJKUMARI,W/O.THANUSKODI,RS.NO.51/2,NDER PATTA NO.1205,PAPPIYCKAN PATTI,T.RAMATHAPURAM POST,PERAIYUR,MADURAI DIST.-625535.PH:04252-202532 | PPNKN1 | Airtel | Tamil Nadu | GBT
IN-1067022 | PARAMANANTHAPURAM | 10.1242 | 78.3497 | PARAMANTHAPURAM | PRMPM1 | Airtel | Tamil Nadu | GBT
IN-1067045 | P. SUPPLAPURAM | 9.7498 | 77.8389 | MRS. V. LACHAMAL, W/O-VELUSAMY RATEYAR,102/2,SOUTH STREET, P. SUPPLAPURAM, VANNIVELAMPATTI POST, PERAIYUR TALUK ,MADURAI DIST.-625702 PH:-9843635614 | PSPRM1 | Airtel | Tamil Nadu | GBT
IN-1067357 | SILAIMALAIPATTI | 9.8762 | 78.0549 | MR.ALAGARSAMY ,S/O-ALAGARSAMMY,DOOR NO-2/158,KULALAL STREET, SILAIMALAIPATTI POST, PERAIYUR TALUK,MADURAI DIST.-625700,PH:-9842793606 | SILAI1 | Airtel | Tamil Nadu | GBT
IN-1067415 | SATHANGUDI | 9.84 | 77.9377 | P.MAYATHEVER,60-TIRUMANGAL TK,SATHANGUDI PO,MADURAI,PH;9894517325. | SNGDI1 | Airtel | Tamil Nadu | GBT
IN-1067429 | SOOLAPURAM | 9.8364 | 77.6873 | MR.K. CHELLIYA NAYAKER, SOOLAPURAM, PERAIYUR TALUK, MADURAI DIST.,PINCODE-625535 | SOLPM1 | Airtel | Tamil Nadu | GBT
IN-1067549 | SOWDARPATTI | 9.8166 | 77.8761 | S.F.NO. 131/1, 139/3, KARTHIKARANI, SOWDARPATTI(PO), TIRUMANGALAM(T,K), MADURAI.PH:9788154140. | SWRPT1 | Airtel | Tamil Nadu | GBT
IN-1067597 | THATHAMPATI | 10.0022 | 77.8039 | Ms.Thangamal, W/o-Turai Kunu, Thathampatti, Vallaimallai Post, Usilampatti Taluk,Madurai Dist.-625537,PH:-9345036742 | THATP1 | Airtel | Tamil Nadu | GBT
IN-1067599 | THIDIAN | 9.9171 | 77.8771 | Mr.S. Mayandi Thevar,Ambattaiampatty,Thidian Post, Usilampatti Taluk, Mandurai Dist., PH:-9865190575, 9443038329 | THIDN1 | Airtel | Tamil Nadu | GBT
IN-1067668 | THIRUMANAKAM | 9.8442 | 77.7325 | MR.C. PERIYA KERUPPAN, S/O-CHIN KERUPPATHEEBAR, WARD NO-3 PERAIYUR TALUK, MADURAI DIST.,PINCODE-625535, PH:-9365870299(CONTACT NO) | TKNKM1 | Airtel | Tamil Nadu | GBT
IN-1067671 | THERKUNDRAMPATTI | 10.0509 | 78.25 | Mr.S. Pandiya Rajan,Therkundrampatti, Kidaripathi Post,Melur Taluk,Madurai District, Cell:-9341830003 | TKRPT1 | Airtel | Tamil Nadu | GBT
IN-1067703 | TENPALANGI | 9.904 | 78.0002 | P.AASHAI,PALPANNAI,THERKU THERU,THENPALANJI,MADURAI 21,CELL NO. 9425104799. | TNPLN1 | Airtel | Tamil Nadu | GBT
IN-1067766 | T.VELLALPATTII | 9.9863 | 78.3027 | K.S KALANCHIYAN, S/O:SUBBRAMAYPILLAI ,T.VELLAPATTII(P),MELUR(T.K),MADURAI(D)625110 MOB:9444802260,PHONE:0452-2420364 | TVLPT1 | Airtel | Tamil Nadu | GBT
IN-1067812 | UDAPPAMPATTI | 10.1845 | 78.3294 | S.F.NO, 92/3, N.MANI, S/O, LLU, UTAPPAMPATTI, OTTAKOVILPATTI(PO), MELUR(TK), MADURAI(DT). PH:9865435400 | UDPPT1 | Airtel | Tamil Nadu | GBT
IN-1067837 | URAPPANUR | 9.8561 | 77.977 | MRS.V.SIVAMMAL, W/O VADIVU THEVAR, SF NO.223/5 URAPANUR, 6/3 RAMACHANDRA THADAKA STREET, THIRUMANGALAM, MADURAI PH:9842793303 | URPNR1 | Airtel | Tamil Nadu | GBT
IN-1067841 | UTHAPPANAICKANUR | 10.0373 | 77.7879 | Ms.Ochaamal, W/o-Karyppaya Thevar,Uthappanaickanur Post, Usilampatti Taluk, Madurai Dt., PH:-954552 245354,Mobile:- 9952874225 | UTAPA1 | Airtel | Tamil Nadu | GBT
IN-1067990 | V. KALLAPATTI | 9.9111 | 77.8264 | MRS.S.SELVI,S.NO.208/10,NO.3/613A,VANIYANGKUDI VILLAGE | VKLPT1 | Airtel | Tamil Nadu | GBT
IN-1068021 | VANDARI | 9.7791 | 77.7267 | MR.P.RAJU THEVAR S/O MR.PALANIYANDI THEVAR ,R.S.NO.50/4B,UNDER PATTA NO.736,SITUATED AT VANDARI(POST),PERAIYUR(T.K),MADURAI DISTRICT-625 705.PH NO:97862 04835 | VNDRI1 | Airtel | Tamil Nadu | GBT
IN-1068675 | VEPPADAPPU | 9.9175 | 78.3067 | S.RAJENDRAN MR.SUBRAMANIA PILLAI,R.S.NO.31,SITUATED AT VEPADAPPU@KATTAIYAN PATTI VILLAGE,POONJUTHI POST,MELUR TALUK.MADURAI DISTRICT-628 110.PH NO:0452-6587727/9443815269 | VPDPU1 | Airtel | Tamil Nadu | GBT
IN-1068686 | V. SATHIRAPATTI | 9.6711 | 77.8707 | MRMR.V.SUBBARAJ ICKER S/O MR.VENKIDAPPA ICKER,R.NO.97/1A, (OLD NO.S.NO.777/1A),SITUATED AT VELAMBUR POS. SUBA RAJ S/O- VENKADAPA NAYAKER,DOOR NO-3/205.SATHIRAPATTI, VELAMBUR POST, PERAIYUR TALUK,MADUR | VRSPT1 | Airtel | Tamil Nadu | GBT
IN-1068698 | VAVIDAMARUTHUR | 10.0457 | 78.1316 | ABDULLA, S/O, KATHARZA, MAALAIPATTI(PO), VAVIDAMARUTHUR, ALANGANALLUR, MADURAI(DT), PH:9843182725 | VVDMR1 | Airtel | Tamil Nadu | GBT
IN-1069231 | SAPTUR | 9.7737 | 77.7374 | RAJSRI SUGARS UNIT-1,DIVISION OFFICE,SAPTUR, PERAIYUR TALUKA,MADURAI DIST. Ph : 9786307647 | 2967 | Vodafone | Tamil Nadu | GBT
IN-1069298 | SOUTHVELIST | 9.9108 | 78.1212 | Mr. M.S.Ashok Bhabu, 133&134,Southvelli Street, Madurai-1. PH : 9842170308 | 3168 | Vodafone | Tamil Nadu | RT Tower
IN-1070605 | SPULIANKULUM | 9.8851 | 78.1816 | Mr. Abdul Bari, 137/C, Kamarajar Salai, Madurai, 0452-2312555 | 2569 | Vodafone | Tamil Nadu | GBT
IN-1070606 | SHANKARNGR | 9.9453 | 78.1491 | G. Krishmoorthy, 12/1, 14, Shankar gar, 3rd street, K. pudur, Madurai - 7.PH. 9843088328 | 2570 | Vodafone | Tamil Nadu | RT Tower
IN-1070665 | NARASINGAPRM | 9.9647 | 78.1839 | Mrs. Saroja, W/o. V. Periyakaruppan, Near Kamachi store, Near Gain Lorry service, rasingam Main road, Kuvarisalai Pirivu, Y. rasingam, Othakadai post, Madura | 2697 | Vodafone | Tamil Nadu | GBT
IN-1070696 | KORAVALLI | 9.2894 | 78.9553 | Mr. T.S. Subramanian, S/o. Samaiyal Nadar, 3/195, Mariyamman kovil Street, Koravalli, vellarai post, Ramanathapuram dist. 623 524. 9486362234, 9486038937 | 2787 | Vodafone | Tamil Nadu | GBT
IN-1070704 | THIRUPALAKUDI | 9.5464 | 78.9158 | PERIYA PALLI VASAL LAND,C/O.CHIKKENDAR(PRESENDENT),NEAR BUS STOP,NORTH St,TIRUPPALAIKUDI(V),RAMNAD(Dt),PIN:623531,PH:9443611926(MOHAMEED ANSARI ALI) | 2794 | Vodafone | Tamil Nadu | GBT
IN-1070743 | SATTAMBADI | 10.193 | 78.1841 | VENKATASWAMY(OWNER OF RELIANCE TOWER LAND),RAJAGOPALPURAM(V),SATTAMVADI,NATTAM TALUKA,DINDIGUL DIST. | 2944 | Vodafone | Tamil Nadu | GBT
IN-1070837 | M. KEELAPATTI | 9.9819 | 77.9406 | MR.A.JAYAM,RS.NO.117/1,MUTHALAIKULAM POST,USILAMPATTI TALUK,MADURAI-625514-99431 84709 | MKLPT1 | Airtel | Tamil Nadu | GBT
IN-1070900 | MELA SEMPATTI | 9.9343 | 77.8374 | Mr.R.Periyasamy,29,Usilampatti Road,Mela Sembatti, Usilampatti Taluk, Mandurai Dist. | MLSMT1 | Airtel | Tamil Nadu | GBT
IN-1070921 | MANGALASERU | 9.7909 | 77.7971 | MRS.P.RAJAMMAL,W/O.PERUMAL,RS.NO.111/2,KUDISHERY VILLAGE & POST,PERIYUR TALUK,MADURAI-625 703-PH-04549 293570 | MNGLS1 | Airtel | Tamil Nadu | GBT
IN-1071001 | METPATTI | 10.1442 | 78.3148 | MR.K.PALANIVEL,S/O.KARUPPIAH,SF.NO.77/7,PATTA NO.339,PATTUR VILLAGE-45,MELUR TALUK,MADURAI DIST.-625105.PH:98421-61758 | MTPAT1 | Airtel | Tamil Nadu | GBT
IN-1071162 | NATTARMANGALAM | 9.8839 | 78.2713 | Mr.Alagar, S/o-Kulanthan, Door no-6/74,Nattarmangalam, Kalimangalam Post,Madurai North Taluk, Madurai District-625020,PH:-9344626184 | NATTA1 | Airtel | Tamil Nadu | GBT
IN-1071307 | NAGAMULIPURAM | 9.9641 | 77.9787 | MR.VAIRAMANI,RS.NO.9/4,K.PULIYAMKULLAM VILLAGE,THIRUMANGALAM TALUK,MADURAI DIST-625 532-PH-9943412852 | NGMPM1 | Airtel | Tamil Nadu | GBT
IN-1071829 | ADANUR | 9.7211 | 77.8913 | g.paulndi,s/o gvrvsamy,llayatebanpatti,solaipatti,peraiyaurtaut,626708,maduri dt, | ADANR1 | Airtel | Tamil Nadu | GBT
IN-1071892 | ACHANPATTII | 9.8001 | 77.9254 | S.F.NO 213/38, ALAGOY SANY,V/S TIRUPATY,ACHANPATTI PO,THRUMANGALAM MADURAI-625706 ,PPHH;9994186056 | AHNPT1 | Airtel | Tamil Nadu | GBT
IN-1071973 | AMBALATHADI | 10.017 | 78.0685 | Mr.A.N.Palanichamy,Ambalathadi,Siruvalai Post,Madurai North Taluk, Samayanallue(via),Madurai District,Cell:-9442039809 | AMBTD1 | Airtel | Tamil Nadu | GBT
IN-1072017 | ANDARKOTTARAM | 9.9079 | 78.1853 | Mr.Bhologasundra Thaver, S/o-Chinasundra Thaver,Door no-1/195, Andarkottaram Post,Madurai North Taluk,Madurai-625020,PH:- 0452 2091869,Cell:-9842176559 | ANDAR1 | Airtel | Tamil Nadu | GBT
IN-1072047 | A. PUDUPATTI | 9.9878 | 77.8343 | RAJAMANI, PUDHIPURAM (PO), USILAMPATTI(TK), MADURAI(DT) PH:9865545264 | APDPT1 | Airtel | Tamil Nadu | GBT
IN-1072048 | APUDUR | 9.9849 | 78.2071 | MR.M.RAMAN,S.NO.58/5A,A.PUDUR,KOODIKULAM POST,MADURAI NORTH TALUK,MADURAI-PH-98942 10151 | APDUR1 | Airtel | Tamil Nadu | GBT
IN-1072050 | A. PERUMAL KOVIL PATTI | 9.8778 | 77.7981 | MR.C.PERIYASAMY,S/O.CHIDHIRAN,RS.NO.152/9,SITUATED AT ALLIKUNDAM VILLAGE-51,USILAMPATTI TALUK,MADURAI DIST-PH-9786487886 | APMLK1 | Airtel | Tamil Nadu | GBT
IN-1072802 | CHITTALAI | 9.8614 | 77.9488 | S.F.NO.62/26A, MUNIAMMAL, W/O, MUTHUKAN DEVAR, CHITTALAI, MADURAI-625706. PH:9965880278 | CTLAI1 | Airtel | Tamil Nadu | GBT
IN-1073126 | E. KOTTAIPATTI | 9.8724 | 77.7294 | Mr.T. Rathakrisnan, S/o-Thripampellai, E. Kottaipatti,Alumalai(via), Peraiyur Taluk, Madurai Dist. 625535, PH:-04522 370651 | EKTPT1 | Airtel | Tamil Nadu | GBT
IN-1073217 | ERRUPATTI | 10.0826 | 78.0859 | MR.R.GOVINDHARAJ,S/O.RAMASAMY IDU,SF.NO.49/4A,OPP.TO GOVINDHARAJ HOUSE,NEAR ERRAMPATTI MAIN ROAD,VADIPATTI TALUK,MADURAI DIST.-625501.PH:94862-87887/04543-245087 | ERRPT1 | Airtel | Tamil Nadu | GBT
IN-1073938 | IILAMANUR | 9.9009 | 78.2089 | K.MURUGESAN, S/O KRISHN SF NO.59/18 NO.2/75 ILAMANUR POST, SILAIMAN VIA, MADURAI NORTH TK. MADURAI DIST. PH:9865642796 | ILMNR1 | Airtel | Tamil Nadu | GBT
IN-1074342 | KILAKUYILKUDI | 9.9124 | 78.041 | MRS.S.SARASVATHY W/O MR.SUBRAMANIAN,R.S.NO.92/4,SITUATED AT METTUVAYAL,KEELAKUIKUDI,MADURAI-19,PH NO:98430 83324 | KLKKD1 | Airtel | Tamil Nadu | GBT
IN-1074345 | KILLANKULAM | 9.7323 | 77.8233 | MR. P. MARIMUTHU,DOOR NO-2/97,RAJU NAGAR,3RD STREET,SAPTHAGIRI BLUE METAL, KILANKULAM ,PERAIYUR TALUK ,MADURAI DIST. ,PH:-9842910477 | KLLKM1 | Airtel | Tamil Nadu | GBT
IN-1074368 | KALYANIPATTI | 9.9388 | 77.791 | S..F.NO.237/12, IYAR, S/O, VOTCHA DEAVAR, KALYANIPATTI, POTHAMPATTI(PO), USILAMPATTI(TK), MADURAI(DT). PH:04552392307(P.P.) | KLNPT1 | Airtel | Tamil Nadu | GBT
IN-1074374 | KEELAPATTI | 9.6991 | 77.7598 | MR.DEVENDRAN , S/O-NARAYANN, 13/A, MIDDLE STREET, KEELAPATTI POST, PERAIYUR TALUK, MADURAI DT.PH:- 9942247812 | KLPTT1 | Airtel | Tamil Nadu | GBT
IN-1074380 | KALLUTHU | 10.0583 | 77.834 | Ms. Kaantharoopi,W/o-Bijayan, Kalluthu Post,Uthappanaickanur (via), Usilampatti Taluk, Madurai Dt.-625737, PH:-9786178983 | KLTHU1 | Airtel | Tamil Nadu | GBT
IN-1074412 | KANDAI | 9.869 | 77.9111 | VAIYAPPA RAJ,S/O MUTHUCHANY,SAATHANKUDI PO,TIRUMANGALAM DT,MADURAI,CELL;9965332684 | KNDAI1 | Airtel | Tamil Nadu | GBT
IN-1074429 | KUNNAMAMPATTI | 9.8884 | 77.974 | V.ALAGUMALAI,S/O VELLAICHAMY THEVAR,2/56 EAST STREET KUNNAMAMPATTI,KARADIKAL PO,THIRUNGMAL TK,MADURI DT,PH 9994827401..9843426559. | KNMPT1 | Airtel | Tamil Nadu | GBT
IN-1074431 | KANNANUR | 9.9553 | 77.9523 | MS. P.THAGAMANI, W/O-N. PANDI,1/8,MARIAMMANKOVIL, FIRST STREET, KANNANUR, CHEKANURANI POST, USILAMPATTI TALUK, MADURAI DIST. PH:- 9786519200 | KNNUR1 | Airtel | Tamil Nadu | GBT
IN-1074461 | KODIKULAM | 9.9732 | 77.9094 | Mr.K. JayRaj, S/o- Koothala Thevar, Kodikulam Post, Usilampatti Taluk, Madurai Dt., PH:-954552 243565 | KODIM1 | Airtel | Tamil Nadu | GBT
IN-1074520 | KOPPLIPATTI | 10.0145 | 77.8407 | Ms.Saraswathi, W/o-Thoppusamy Thaver, Kopplipatti,Thimmanatham Post, Usilampatti Taluk, Madurai Dt.-625537,PH:-9345061703 | KPLPT1 | Airtel | Tamil Nadu | GBT
IN-1074523 | KAILMPATTI | 10.0986 | 78.3375 | PANJAMIRTHAM, KEELAPATTI, MELUR(TK), MADURAI(DT). . PH:04526957188 | KPTTI1 | Airtel | Tamil Nadu | GBT
IN-1074537 | KARAMPATTI | 9.9004 | 77.7732 | Mr.P. Murugan, S/o-Periyasamy Thevar, Karampatti Post,Kirmarpatti Post,Usilampatti Taluk, Madurai Dt.,PH:-9943798971 | KRMPT1 | Airtel | Tamil Nadu | GBT
IN-1074638 | KAVANUR | 10.0312 | 78.1551 | Mr.Kovinthammal,Kavanur, Kanjarampettai Post,Madurai North(t.k),Madurai District-625014,Cell:-94431691739(Thirupatti),9442851844 | KVNUR1 | Airtel | Tamil Nadu | GBT
IN-1074856 | THETHOOR | 10.1135 | 78.0517 | MrThanI Rajan,S/o,Manthaiyan,T.Thetur post,Pallamedu Via,vadipatti Taluka,Madurai District. 9363264810 9360639282 | 3480 | Vodafone | Tamil Nadu | GBT
IN-1074860 | SEITHUR_TRZ | 10.3431 | 78.291 | Mr.P.M.Paner selvam,NO,9/72 Soriparaipatti,Patti,Seathur Post,Natham Taluka,Dindigul District 9994932944 | 3481 | Vodafone | Tamil Nadu | GBT
IN-1075215 | MANJAKARSTREET | 9.9123 | 78.1235 | Mr.K.V.Vijayakumar, 13A, Panthadi 7th st. Madurai-1 | 3932 | Vodafone | Tamil Nadu | RT Tower
IN-1075221 | ATHIKULAM | 9.9535 | 78.1347 | Mrs. Gunasundari, w/o.V.Dhamotharan, No.7 Thamarai Street, Vandipudur Road, Athikulam, Madurai-14 9944864452 | 3940 | Vodafone | Tamil Nadu | RT Tower
IN-1076940 | APATHARANAPATTY | 10.0452 | 78.5311 | Mr.R.M.SONAIMUTHU, SURVEY NO:174/14 SITUATED AT NO:561, APATHARANAPATTI, ERIYUR POST | APRPT1 | Airtel | Tamil Nadu | GBT
IN-1077968 | NEW JAIL ROAD | 9.9281 | 78.1064 | Mrs.J.Jayalakshmi, Survey No: 1060 & 1070/1A, situated at D.No:37, Murattan bathri @ram gar store compound | MDU157 | Airtel | Tamil Nadu | RT Tower
IN-1078536 | SHENPAGAMPATTY? ? ? ? | 10.1777 | 78.6242 | Mr.R.Ramasamy, Survey No: 574/10 situated at Senpagampettai village, Eraniyur post | SPMPT1 | Airtel | Tamil Nadu | GBT
IN-1078538 | SENTHAMANGALM | 10.1379 | 78.1446 | MR.A.CHINIYAN,S.NO.266/1L,SENTHAMANGALAM POST | SHMGM1 | Airtel | Tamil Nadu | GBT
IN-1079131 | M.SURAKUDI? ? ? ? | 7 | 65 | Survey NO:185/9J, Situated at Soorakudi village, | MSRKD1 | Airtel | Tamil Nadu | GBT
IN-1081313 | KONTHAKAI | 9.8437 | 78.186 | A.BALAYIA S/O AYYANKALAI 2/263 PERUMAL KOVILSTREET KONDAGAI VILLAGE (PO) SIVAGANGAI DIST.PH:99521585508 | 5689 | Vodafone | Tamil Nadu | GBT
IN-1082202 | KALANKALAPATTI | 10.2708 | 78.4616 | A.Praman, S/o Kalangal Patti - vill | KNGPT1 | Airtel | Tamil Nadu | GBT
IN-1082583 | TIRU NAGAR | 9.8884 | 78.0567 | Mr.Abudul Abbas , S/o Ragamathulah , Emul hussain , R.S.No:93/2PT , | MDU160 | Airtel | Tamil Nadu | RT Tower
IN-1082953 | NATHAM DGL ROAD | 10.2289 | 78.2239 | DR.MOHAMED USUER,DINDUKAL MAIN ROAD, OPP TO T.K OFFICE, NATHAM. | 5433 | Vodafone | Tamil Nadu | GBT
IN-1083138 | VATTIPATTY | 10.1553 | 78.1978 | OPEN LAND OF MR.C.RAJENDRAN,VATHIPATTI VILLEGE | VTPTI1 | Airtel | Tamil Nadu | GBT
IN-1083148 | MUDIKANDAN | 9.8731 | 78.3928 | V.MOHAN, S/O VAGAPULI, S.F.NO:42/7 | MDKNN1 | Airtel | Tamil Nadu | GBT
IN-1083217 | AVICHIPATTI | 10.2353 | 78.2604 | AVICHIPATTI MAIN ROAD | AVCPT1 | Airtel | Tamil Nadu | GBT
IN-1083254 | THUVAR | 10.2399 | 78.5713 | OPEN LAND OF MR.ASHA BEEVI,THUVAR VILLEGE & P.O.,NERKUPAI VIA | THVAR1 | Airtel | Tamil Nadu | GBT
IN-1083283 | NORTH VELI STREET | 9.925 | 78.1192 | 155, North Velli Street, Madurai | 4643 | Vodafone | Tamil Nadu | RT Tower
IN-1083473 | ATTAPATTI | 10.0856 | 78.389 | S.SEKAR, S/O SBBIAH, NO:288/6 ATTAPATTI, MALUR TK, MADURAI PH:9786616946, 9751060797. | 5705 | Vodafone | Tamil Nadu | GBT
IN-1083535 | A. KALAPPUR | 10.1748 | 78.4608 | S.Sethuraman,S/o,Santhanaammbalam,Karaikudi dindugal Main Road,Near Bus Stand,Tirupathur Taluk,Sivagangai-630501,Ph-99423-38852 | 5663 | Vodafone | Tamil Nadu | GBT
IN-1083606 | PERAYUR | 9.3479 | 78.425 | RAMASWAMY SENGOTTAPATTI KAMUTHI(TK) RAMD DT. PH:9710154039,9442858459 | 5510 | Vodafone | Tamil Nadu | GBT
IN-1083650 | PRANMALAI | 10.2337 | 78.4377 | VAIRAVAN,S/O,PACHAI,ADIYARKULAM,PIRANMALAI,THIRUPATHUR THALUK,SIVAGANGAI-630501.PH:9786994637 | 5767 | Vodafone | Tamil Nadu | GBT
IN-1084444 | K.PUDUR | 9.9418 | 78.1472 | MDU112A | MDU112 | Airtel | Tamil Nadu | GBT
IN-1084445 | MATTUTHAVANI BUS STAND | 9.943 | 78.1589 | MATTUTHAVANI BUS STAND | MDU123 | Airtel | Tamil Nadu | GBT
IN-1084452 | ST COUIRER | 9.9488 | 78.164 | M.Umayal, Rs no: 162/1b3(p), Rs no:162/2b2(p), Uthankudi village, Madurai north tk, Thamarai patti, Madurai Dt, Ph:0452-2324061 | MDU154 | Airtel | Tamil Nadu | RT Tower
IN-1084545 | KALKULAM | 9.8814 | 78.0972 | Mr.K. Suresh kumar,, 8/1c No.42, Kalkulam village, Madurai South Tk, Madurai Dist | MDU153 | Airtel | Tamil Nadu | GBT
IN-1084559 | ARUPPUKOTTAI MAIN ROAD | 9.8681 | 78.1034 | Mr.Alagappan Survey No. 166/1D, Ayyan pappakudi village, madurai south tk, madurai dist. Ph: 9943930560 | MDU148 | Airtel | Tamil Nadu | GBT
IN-1086069 | ELLAMANUR | 9.5523 | 78.6446 | MR.K.SAKTHIANDIRAN,ELLAMANUR,KUNNAPARANTANAI POST,ILLAYANKUDI TALUK, SIVAGANGAI DIST-630 702-PH-98434 65312 | ELMNR1 | Airtel | Tamil Nadu | GBT
IN-1086094 | KURUCHI | 9.5971 | 78.5379 | S.Nagaraj,s/o: Senthilapathy,Kuruchi,Ilayankudi(tk),Sivagangai(dt) Ph No-04564-261303 | KURHI1 | Airtel | Tamil Nadu | GBT
IN-1086103 | CHINTAMANI PUDUR | 9.8848 | 78.1427 | Mr.C.Shanmugavel,Meekshi Agency,Bharat Enginering Works,Near Chintamani Pudur,Madurai-625009.Ph:94422 51288 | MDU152 | Airtel | Tamil Nadu | GBT
IN-1086405 | AYYAPATTI | 10.1246 | 78.5062 | A.Ramasamy, S/O.Athiyan, 2/308.Ayyampatti((Po), Thirupathur(Tk), Sivagangai(Dt)-630 211. Ph.04577-248284(Home), 044-65375929 | AYPTI1 | Airtel | Tamil Nadu | GBT
IN-1086562 | JOTHINAYAKANUR | 9.8757 | 77.7567 | Chella Kannu,w/o: Thanush Kodi,1/22 Jothilnaikackanur(po),Usilampatti(tk),Madurai-625532 Ph No.-9443019508 | JTLNK1 | Airtel | Tamil Nadu | GBT
IN-1086594 | KALIMANGALAM | 9.8791 | 78.24 | S.P. PANDIAN, S/O.PERIYA KARUPPAN ,3/57 , KALIMANGALAM, MADURAI(DT) PH.9486734303 | KLIMN1 | Airtel | Tamil Nadu | GBT
IN-1086647 | MAHIBALANAPATTY | 10.1853 | 78.5755 | K.SUBRAMANIAN,S/O.KASIVISWATHANPILLAI,452.AMMANSATHISTREE,MAHIPALAPATTY(PO),KANDAVIRAYANPATTI(VIA),THIRUPATHUR(TK),SIVAGANGAI(DT)-630203.PH.9788766306.9486449405 | MAHIB1 | Airtel | Tamil Nadu | GBT
IN-1086900 | 18-SUKKAMPATTI | 10.1631 | 78.3972 | B.DURAIRAJU,B.NATARAJU,S/O:PERIYANA KONOR,18-SUKKAMPATTI,NATARMANGLAM(P),MELUR(T),MADURAI(D),625101,MOB:9361491387 | SKMPT1 | Airtel | Tamil Nadu | GBT
IN-1086970 | VINAKUDI | 9.9653 | 77.8839 | PATCHI AMMAL, W/O.LATE IRULANDI DEVAR, 4/98.VINKUDI, KURAVAKUDI(PO), USILAMPATTI(TK), MADURAI(DT). PH.9442879574 | VNKDI1 | Airtel | Tamil Nadu | GBT
IN-1086982 | ZAMIDARPATTI | 10.017 | 78.5503 | Mr.K. PADIRAN S/O KARUPAIAN KUMAR, VILL.-ZAMIDARPATTI,POST-ARALIKOTTAI, TALUKA-SIVAGANGA,DIST.-SIVAGANGA,PIN-621035,PH:-9444417887 | ZMDPT1 | Airtel | Tamil Nadu | GBT
IN-1094481 | VENGALAKURICHI | 9.3994 | 78.5725 | M.VELUSAMY, S/O MAYALAGAN, S.F.NO.364/5A KARUNGALAKURICHI VILLAGE, | 5479 | Vodafone | Tamil Nadu | GBT
IN-1083672 | KODUKENPATTI | 10.1173 | 78.4008 | JAZEER HUSSIN, S/O MUTHALIBU KODUKENPATTI VIL & POST | 5719 | Vodafone | Tamil Nadu | GBT
IN-1097311 | THERPOGI | 9.392 | 78.927 | Door no:1/14 ,therpogi,ramd TK | 5545 | Vodafone | Tamil Nadu | GBT
IN-1097422 | SADURVADAMANGALAM | 10.1879 | 78.5278 | melatheru street,vill & post a.thekkur,t.k thirupathur,dt.shivganga | SVMGM1 | Airtel | Tamil Nadu | GBT
IN-1097494 | VELANGUDI | 10.2063 | 78.5956 | 6/102, Maharaja Street, S.Velangudi(po),Tirupathur(tk), sivagangai(dt) | VLGUD1 | Airtel | Tamil Nadu | GBT
IN-1097506 | PUDUPATTINAM | 9.6805 | 78.975 | maraikan,vill & post pudupattinam, | PUDUP1 | Airtel | Tamil Nadu | GBT
IN-1098230 | SENDURAI | 10.3911 | 78.2523 | SENDURAI VILLEGE & P.O | SENDI1 | Airtel | Tamil Nadu | GBT
IN-1098555 | CHOKKAPPANAICKAN STREET | 9.9177 | 78.1191 | V.Srinivasan s/o Vijayaram, 41, 42, South avani moola st, Madurai -1. M : 94420 26653. | 5708 | Vodafone | Tamil Nadu | RT Tower
IN-1098557 | MEENAKSHI SCHOOL | 9.9286 | 78.1193 | K.Selvi w/o Kanagaraj, No.4/3, Rasi illam, Vengadasamy naidu Agraharam, Pechiamman padithurai, madurai - 1. M : 9003455024 | 5729 | Vodafone | Tamil Nadu | RT Tower
IN-1098560 | VILLAPRM HOUSING BOARD COLONY | 9.8982 | 78.1155 | PG.KRISHNAMOORTHY S/O P.S.GOPAL PLOT NO: 2100 VILLAPURAM HOUSING BOARD VILLAPURAM MADURAI-12. PH:9382898003 | 5748 | Vodafone | Tamil Nadu | RT Tower
IN-1098568 | BANK RD | 10.0331 | 78.3357 | Murugantham, 46 Bank Rd, Melur.Ph:9444277332 | 170 | Vodafone | Tamil Nadu | RT Tower
IN-1100168 | MELATHOOVAL | 9.4151 | 78.5326 | Mr.P.SUBRAMANI,S/O:-PANDIAN,DOOR NO:-1/86,MELATHOOVAL,KEELATHOOVAL POST,MUDUKULATHUR TALUK,RAMATHAPURAM DISTRICT-645706,CELL NO :-9442472793 | MLTVL1 | Airtel | Tamil Nadu | GBT
IN-1100174 | MELA MADAI | 9.28 | 78.7437 | Mr.M.Karuppaiya ,S/0:-Maniyandi,Mela Madai,Ramd Taluk,Ramd District,Pin Code:-622001,Ph:-9865013220 | MLMDI1 | Airtel | Tamil Nadu | GBT
IN-1100177 | UKMANGAI | 9.3152 | 78.7425 | Saraswathi ammal, W/o,.Late arumugaperumal, C/o.Mangaleswaran, SF No: 118/5, 2/87, East car street, Uthirakosamangal, Ramanathapuram-623 533, 98424-40473 | 3164 | Vodafone | Tamil Nadu | GBT
IN-1101295 | NATHAM2 | 10.2222 | 78.2274 | L.Sivakumar, S/o. Lakshmanpillai, 9, Sappani asarai street, N.Kovilpatty, tham, dindigul, | 2747 | Vodafone | Tamil Nadu | GBT
IN-1106460 | POOSALAPURAM | 9.8266 | 77.8351 | Perumal,s/o: Chila Devar,2/70 Poosalapuram,Peraiyur(tk),Madurai-625527 PH no-9843470273 | PSLRM1 | Airtel | Tamil Nadu | GBT
IN-1106464 | PERIYA KATTLAI | 9.8519 | 77.7833 | Lakshman,s/o: Raj Devar,2/63 Periya Kattlai,Chin Kattlai(po),Peraiyur(tk),Madurai(dt) Ph No-9843250827 | PRYKI1 | Airtel | Tamil Nadu | GBT
IN-1106499 | K.RENGAPALAYAM | 9.817 | 77.7636 | K.Panjaraj,s/o: Kopaia igar,3/1 K.Rengapalayam,Kethuvarpatti(po),Peraiyur(tk),Madurai | KRGPM1 | Airtel | Tamil Nadu | GBT
IN-1106545 | NAGAYAPURAM | 9.797 | 77.8465 | S.JAYA RAMAN, S/O.SUBBA REDDIYAR, NO.2/11.NAGAYAPURAM, ALAPATACHERI(PO), PERIYUR(TK), MADURAI(DT)-625704. PH.9942325803. | NGYPM1 | Airtel | Tamil Nadu | GBT
IN-1106588 | KALAIYANOOR | 9.4648 | 78.8569 | Mr.V.AROMUGAM,S/0-VELLA KULTHAN,DOOR NO:-1/128,KALAIYANOOR,PERUVAYAL POST,RAMANATHPURAM TALUK,RAMNATHPURAM Dt.,PIN CODE :-623513 | KLNOR1 | Airtel | Tamil Nadu | GBT
IN-1106661 | THUMAK GUNDU | 9.8839 | 77.8674 | V.Maha Devan,s/o: VellaiSwamy Devar, 2/70 Thumak Gundu, Usilampatti(tk), madurai-626529 Ph No-9944864642 | TMKGD1 | Airtel | Tamil Nadu | GBT
IN-1106666 | AMMAPATTI | 9.8428 | 77.8929 | R.Ramakrishan, S/O.Ramachamy Reddiyar, Ammapatty(Po), Thirumangalam(Tk), Madurai-625706. | AMMAI1 | Airtel | Tamil Nadu | GBT
IN-1106700 | Y.PUDHUPATTI | 9.9797 | 78.185 | MOKKA PILLAI, ARUMANUR ROAD, Y. PUDHUPATTI, KADHAKNRU(PO), MADURAI - NORTH(TK), MADURAI.PH: 9442750489. | YPDPT1 | Airtel | Tamil Nadu | GBT
IN-1106763 | MULAIYUR | 10.2148 | 78.1621 | C.KARUNAKARAN, S/O.CHITAMPARAM, S.K.C.ILLAM, MULAIYUR(PO), NATHAM(TK), DINDUGUL(DT)-624401. PH.9365840156, 9865453714 | MAYUR1 | Airtel | Tamil Nadu | GBT
IN-1106958 | PULIPATTI | 10.087 | 78.2915 | A.PRAVATH, S/O.AYYADURAI PILLAI, S.F.NO.126/2.PULIPATTY VILLEGE(PO), ALAGAR KOVIL(VIA), MELUR(TK), MADURAI. PH.9790295462 | PUPAT1 | Airtel | Tamil Nadu | GBT
IN-1107002 | THIRUKALAMBUR | 10.2062 | 78.4833 | MR.A.CHELLAKANNU,S/O.ABDUL KASEEM,SF.NO.340/10,THIRUKALAMBUR POST,THIRUMAYAM TALUK,PUDUKOTAI DIST.-622303.PH:04333-247330/9443443970 | TRKMR1 | Airtel | Tamil Nadu | GBT
IN-1107013 | KANATHAMPATTI | 10.0796 | 78.5862 | C.BAKKIYALAKSHMI, W/O.CHINYA, KOLNJIPATTI, KATTAMPUR(PO), THIRUPATHUR(TK), SIVAGANGAI(DT)-630210. PH.9865923322. 04577-266229 | KNCPT1 | Airtel | Tamil Nadu | GBT
IN-1107015 | KOTTAIERUPPU | 10.1101 | 78.5538 | S.PAPPAMMAL, W/O.SHANMUGAM KOR, NO.1/14.KOTTAIYERUPPU, THIRUPPATHUR(TK), SIVAGANGAI-630211. PH.9486014357 | KTRPU1 | Airtel | Tamil Nadu | GBT
IN-1107034 | BRAHAMANAMPATTY | 10.0771 | 78.5388 | C.NACHAMMAL, W/O.SINNAIAH, 1-30.POOMALARNTHAN PATTY, PRAMANAMPATTI(PO), THIRUKKOSHITUR(VIA), THIRUPATHUR(TK), SIVAGANGAI(DT)-630210. PH.98421-85445. 9790543222 | BHMPT1 | Airtel | Tamil Nadu | GBT
IN-1107035 | MANAKATTUR | 10.3459 | 78.2412 | K.S.SEKAR, S/O.COKKU CHTTIAR, MAKATTUR(PO), THENTURAI(VIA), THAM(TK), DINDUGUL(DT).-624403. | MNKTR1 | Airtel | Tamil Nadu | GBT
IN-1107308 | JADAMUNI KOIL ST | 9.9174 | 78.1206 | V.Devichand, 52, jadamuni koil west street, madurai - 1, 94438-81578. Ph: 04522350298 | 113 | Vodafone | Tamil Nadu | RT Pole
IN-1107309 | HEADPSTOFFICE | 9.9228 | 78.1148 | Mr.Kagavel, 186A, north velli street, opp to head office, madurai - 1, 98943-73348, 0452-234-9285 | 115 | Vodafone | Tamil Nadu | RT Pole
IN-1107405 | VADAMBOOKI STREET | 9.9146 | 78.1142 | Mr.S.J.Abu Bakkar Siddique, c/o,Mr,MOHAMED KASIM,JAMAL KADER COMPLEX,NO:5, 1st floor, American Mission Truest Street, TPK Road, WEST VADAMBOKKI ST,MADURAI-1.., Ph:9994163346 | 4642 | Vodafone | Tamil Nadu | RT Tower
IN-1108934 | DHANAPPA MUDALI ST | 9.9196 | 78.1162 | P.N.Gurumurthi, S/o.P.N.Palani, BBC Building, Old no.33/New 61B, Dhappa mudali street, Madurai - 625001. ph.0452-3256671, 9362628676 | 114 | Vodafone | Tamil Nadu | RT Pole
IN-1108966 | MANALOOR | 9.4224 | 78.4721 | K.Ramar, No:1/52A, Maloor Village , Melakanni Cherry Post , Abiramam Vayal , Mudhulathur TK , Ramd -623601,Ph:9751223305 | 969 | Vodafone | Tamil Nadu | GBT
IN-1109145 | KAMPANOOR | 10.0766 | 78.6584 | P.N.S.P. GANESAN S/O P.N.SUBBAIYA KAMPANOOR (po) CHIYER ROAD. TIRUPATHUR(tk)SIVAGANGAI(dt) | 1164 | Vodafone | Tamil Nadu | GBT
IN-1109826 | KALAIST | 9.922 | 78.1593 | MR.S.SENTHILVEL, S/O.SUBRAMANIAN,NO.2/498/1 THALAI STREET, GOMATHIPURAM, MELAMASDAI MADURAI, PH 9842113030. | MDU162 | Airtel | Tamil Nadu | RT Tower
IN-1110115 | AVARANANTHAL | 9.645 | 78.8767 | S.MARRYAMMAL W/O SANTHIYAKU AVANANTHAL(PO) THIRUVADANAI(TK) RAMNAD(DT).CONTACT NO (JOTHI -9442046866) | 1257 | Vodafone | Tamil Nadu | GBT
IN-1110134 | IYYARPATTI | 10.0482 | 78.3032 | SOI S/O ANDIAPPAN S.ARASAPPANPATTI VILLAGE SORAKUNDU (PO) MELUR(TK) MADURAI(DT) CONTACT NO 9894680379 0R 9840859935 | 1232 | Vodafone | Tamil Nadu | GBT
IN-1110149 | KODANGIPATTI | 10.1171 | 78.149 | A.CHINTHAMBI S/O PANDIYA KOUNDAR.KODANGIPATTI VILLAGE (PO) PALAMEDU ROAD VADIPATTI (TK) MADURAI DISTRICT. CONTACT NO 9443796914 | 1177 | Vodafone | Tamil Nadu | GBT
IN-1111702 | M.PUTHUKUTIYARUPU | 9.1982 | 78.4518 | Pilliarkulam post, Kadaladi taluk, Ramathapuram,Mr. V.Raj , s/o - Veerapathiran,132,middle street, | MPTPU1 | Airtel | Tamil Nadu | GBT
IN-1111706 | MELASIRUPOTHU | 9.2796 | 78.5781 | Mudukulathur taluk, Ramathapuram district,Mr. A. Jabullah Khan, s/o - Abdul Kathar, 2/445, s | MLPDU1 | Airtel | Tamil Nadu | GBT
IN-1111707 | KEELACHELVANOOR | 9.2097 | 78.5672 | Keelachelvanoor post, Kadaladi taluk, Ramathapu,Mr. Kumaraiya, s/o - Villva lingam, Hindukal stree | KLHNR1 | Airtel | Tamil Nadu | GBT
IN-1111710 | ARIYANKOTTAI | 9.575 | 78.7925 | Mrs. N. Muthulaxmi, w/o - Mr. lladurai, R.S. Mangalam main road, Ariyankottai post, Paramkkudi taluk, Ramathpuram district- 623525, Ph - 9943820653 (Option backside of the Church(9.57515,78.79243) | AYANK1 | Airtel | Tamil Nadu | GBT
IN-1111725 | APPANUR | 9.2647 | 78.4846 | Mr. C. Ravindran, s/o-Chandran, 3/7, Karm Cottag.,Kadaladi taluk, ramathpuram di | APNUR1 | Airtel | Tamil Nadu | GBT
IN-1111733 | P.KODIKKULAM | 9.503 | 78.8006 | Mr. R. Karamegam, s/o - Ramu, 2/92 south street, P,P. Kodikkulam post, Parammkkudi taluk, Ramathapu | PKDLM1 | Airtel | Tamil Nadu | GBT
IN-1111735 | ALANGULAM | 9.5729 | 78.8835 | KOTKT1A | KOTKT1 | Airtel | Tamil Nadu | GBT
IN-1111736 | UPPOOR | 9.6133 | 78.9289 | Mr.P.Ramakrishn,S/o-Pitchi,No-2/131,Uppoor post,Thiruvadai taluk,Ramad dist-623525,PH:-9442677321,04561-259279 (Option beside the Owner house(9.61328,78.92867) | URGND1 | Airtel | Tamil Nadu | GBT
IN-1111738 | TIRUVETRIYUR | 9.707 | 78.9487 | Mrs.M.Alagamal,W/o-R.Muthu Kann,No-1/73,Sant,Santhi street,Tiruvetriyur post,RAMND | TRVTR1 | Airtel | Tamil Nadu | GBT
IN-1111739 | SOLIYAKKUDI | 9.7099 | 78.9904 | Mr.T.Palamvatthi,S/o-Thodi,No-114,Marriamman kovil,Soliyakudi,Puduppattm post,Thiruvadai taluk,Ra | SLYKD1 | Airtel | Tamil Nadu | GBT
IN-1111793 | A.MANAKUDI | 9.6693 | 78.9474 | AMNKD1A | AMNKD1 | Airtel | Tamil Nadu | GBT
IN-1111812 | MELA SENTHANENTHAL | 9.6517 | 78.9276 | MR.ARUMUGA DEVAR, S/OMR.DURAIKANNU, MELASETHANENTH ,VETTUKULAM POST, R.S.MANGALAM VIA.,THIRUVANDANI TA | MLSTL1 | Airtel | Tamil Nadu | GBT
IN-1111988 | THANICHIYAM | 9.2095 | 78.6246 | Mr.Muhamad Rafiq,President of Muslim Samath,Thanic,Mudukulathur,District-Ramathapuram | THNYM1 | Airtel | Tamil Nadu | GBT
IN-1111990 | SEMBANUR | 9.9979 | 78.6289 | Mr.T.Ramathan,S/O-Thanuskodi,116,Rice mill stree,Kallal Via, Thiruppathur Taluk, Sivagangai Dist, | SMBNR1 | Airtel | Tamil Nadu | GBT
IN-1112529 | MELAKIDARAM | 9.2011 | 78.5923 | Mr.K.Rajangam S/O Mr.Kathavaraya Devar,Melakidaram,Tehsil-Kadaladi,District-Ramathapuram, | MLKRM1 | Airtel | Tamil Nadu | GBT
IN-1113242 | KARAIYUR | 10.1354 | 78.5686 | Mrs.Lakshmi, W/o.Shanmugam, Karaiyur village post, Thirupatthur taluk, Sivaganga Dist - 630 211. M : 9788054237 | 5346 | Vodafone | Tamil Nadu | GBT
IN-1113325 | KUDAGAIPATTI | 10.3607 | 78.1973 | MRS.MUTHULAKSHMI W/o.A.MUTHUKMAR,KUDAIGIPATTI VILL,SENDURAI VIA,THAM TK.DINDUGAL DIST - 624 403 PH 9944913944 | KDGPT1 | Airtel | Tamil Nadu | GBT
IN-1113487 | SATHANUR | 9.6031 | 78.786 | Ilaiyankudi taluk,Sivagangai district, | SHNUR1 | Airtel | Tamil Nadu | GBT
IN-1113492 | PULIYADITHAMBAM | 9.8455 | 78.7138 | Mr.K.M.Kandasamy servai,S/O-Muniyandy,Puliyaditham,Saragani(via),Sivagangai taluk and district | PYDMM1 | Airtel | Tamil Nadu | GBT
IN-1113517 | ARANMANI SIRUVAYEL | 9.9573 | 78.6586 | Open land of Mr.Kalairasa,381,Aranmani,Arnmai si ,Kallal via,Karaikudi taluk,Sivagangai district | AMNYL1 | Airtel | Tamil Nadu | GBT
IN-1113523 | POSUKUDI | 7 | 65 | POSUK1A | POSUK1 | Airtel | Tamil Nadu | GBT
IN-1113543 | KADAMANGALAM | 9.2189 | 78.3666 | Chinsamy, S/o. Kalimuthu, Kadamangalam Post, Komothi Tk, Ramatahapuram Dt. Ph. 9789368924 | KADAN1 | Airtel | Tamil Nadu | GBT
IN-1113544 | NALLUR | 9.3999 | 78.4712 | Bose,s/o: Erulandi Thevar,llur,Keeranoor(po),Mud,Keeranoor(po),Mudukulathur(tk),Ramathpuram | NALAR1 | Airtel | Tamil Nadu | GBT
IN-1113552 | PUDUKKULAM | 9.2328 | 78.3986 | NO:1-11-1, | PDKKM1 | Airtel | Tamil Nadu | GBT
IN-1113563 | SOORAMPULI | 9.6887 | 78.918 | MR.PATTABIRAMAN, X-V.A.O., SOORAMPULI,TEHSIL-TIRUVADAI,DISTRICT-RAMATHAPURAM.PH:04561273334 | SORPL1 | Airtel | Tamil Nadu | GBT
IN-1113564 | PANAYDIYENDAL | 9.2654 | 78.6849 | Mr.R.Ranjitham S/O Mr.Mr.Ramu,Paydiyendal,Post-Idhambatal,Via-Eravadi,Tehsil-Ramathapuram,District-Ramathapuram,Ph-9843673299 | PYDDL1 | Airtel | Tamil Nadu | GBT
IN-1113570 | POOSERI | 9.3035 | 78.6402 | Mrs.Renuka Devi W/O Mr.S.Veerarakava Sunthara Pant ,Pooseri,Tehsil-Mudukulathur,Distrcit-Ramathapura | POOSR1 | Airtel | Tamil Nadu | GBT
IN-1113579 | KOLIKULAM | 9.2851 | 78.6112 | Mr.Pechiyammal S/O Mr.Karmegam,Kolikulam,Tehsil-Mu,Mudukulathur,District-Ramathapuram | KLKIM1 | Airtel | Tamil Nadu | GBT
IN-1113683 | ANDIAPPAPILLAI STREET | 10.2252 | 78.234 | Mrs.Mahalakshmi, Door No:31-B , Aandiappa Pillai Street , Natham TK , Dindigul District | 1216 | Vodafone | Tamil Nadu | RT Tower
IN-1115303 | SAKKANTHI | 9.8768 | 78.4494 | R.M.KAPAN, MAIN ROAD, SAKKANTHI PO, SIVAGANGA TK&DT-630561 | SKNTI1 | Airtel | Tamil Nadu | GBT
IN-1116148 | KULAMANGALAM | 10.0042 | 78.0646 | .PANDURENGAN, WARD-3, 127, KULAMANGALAM PO, MADURAI NORTH TK, MADURAI-625017 | KULMN1 | Airtel | Tamil Nadu | GBT
IN-1116784 | KANJIRANGUDI | 9.2551 | 78.8138 | T.Nageuthivan,S/O: Thiyagarajan,Kanjirangudi(Po),Keelakarai(Via),Ramnathpuram(Dt)-623517 Ph No-04567-242382 | KJNGD1 | Airtel | Tamil Nadu | GBT
IN-1116785 | VAIKAI | 9.273 | 78.7681 | Mr.R.GOPAL ,S/0:-RAKKU,DOOR NO:-163/2,VAIKAI ,RAMD TALUK,RAMD DISTRICT,PIN CODE:-623517,PH:-04567 320203 | VIKAI1 | Airtel | Tamil Nadu | GBT
IN-1116789 | TERBHOGI | 9.3839 | 78.9336 | L.VELUAASARI, S/O, LAKSHMAN AASARI, PUTHUVALASAI(PO), THERPOIKAI(TK), RAMATHAPURAM. PH:9443346158 | TRBGI1 | Airtel | Tamil Nadu | GBT
IN-1116792 | ATHYUTHU | 9.4016 | 78.9115 | ATHIYOOTHU MUSLEAMSAMAD, AHAMAD HAN, VICE PRESIDENT, ATHIYOOTHU, RAMATHAPURAM(DT). PH:04567262227, 272001 | AHUTU1 | Airtel | Tamil Nadu | GBT
IN-1116796 | CHITTARKOTTAI | 9.4297 | 78.8956 | Mr.M.SYED ABUTHAHIR,S/O:-MOHAMAD RETOOK,DOOR NO:-3/64,MULAKADAI,CHITTARKOTAI,RAMATHPURAM TALUK,RAMATHPURAMAM Dt.,PINCODE:-623513, Ph:9442451754 | CHRKT1 | Airtel | Tamil Nadu | GBT
IN-1116803 | SIRUVAYAL | 9.4618 | 78.8254 | S.SIVASANKARAN, S/O, SIVASANKARAN AASARI, 3/5, SIRUVAYAL, PARAMAKUDI(TK), RAMATHAPURAM(DT). PH: | SRVYL1 | Airtel | Tamil Nadu | GBT
IN-1116804 | KAMANKOTTAI | 9.4622 | 78.6996 | C.Chinnakannan, S/O Chinnakalai, 3/112 Kamankottai, Paramakudi Tk, Ramanad Dist. Ph:04564292127 | KAMAN1 | Airtel | Tamil Nadu | GBT
IN-1116818 | PERUMPACHERI | 9.5377 | 78.6216 | A. KARUBAIAH, S/O. ANGUSAMY, KUPENTHAL (PO), PERUMBACHERI, ILAYANKUDI (TK), SIVAGANGAI (DT).PH:9786439184. | PRMCR1 | Airtel | Tamil Nadu | GBT
IN-1116838 | MALLAPURAM | 9.8286 | 77.6715 | MR.S.KANDASAMY,S/O.CHIN SANKARAN CHETTIYAR,SF.NO.118/1E,NO.2/7,MUTHALAMMAN KOVIL STREET,MALLAPURAM,PERIYUR TALUK,MADURAI DIST.-625535,PH:93605-88364/04552-202436 | MLLPR1 | Airtel | Tamil Nadu | GBT
IN-1116848 | MUDUVARPATTY | 10.0795 | 78.1244 | A.R.Thanusgodi, Balamedu, Madurai North, N=Vadipatti(Tk), Madurai(Dt). Ph;9842079391 | MDUPT1 | Airtel | Tamil Nadu | GBT
IN-1116849 | PERIYAKULAM | 10.0974 | 78.1398 | P.Ramasamy, S/O, Petchi Gounder, Vellalapatti, Balamedu(Via), Vadipatti(Tk), Madurai(Dt). Ph:9965332997 | PRYLM1 | Airtel | Tamil Nadu | GBT
IN-1116851 | LAKKAPPTTI | 10.1481 | 78.1171 | RAJENDRAN, S/O.C.RAYA DEVAR, KILAKKUSTREET, CHATRIRAVELLAPATTI, BALAMEDU(VIA), VADIPATTI(TK), MADURAI(DT). PH:9443805577 | LKPTI1 | Airtel | Tamil Nadu | GBT
IN-1116906 | PANAIKULAM | 9.9461 | 78.253 | SARHAN, PAIKULAM, PUDHUDHAMARAIPATTI(PO), MADURAI VADAKKU. PH:9381171757 | PANAI1 | Airtel | Tamil Nadu | GBT
IN-1117445 | VITHANUR | 9.3253 | 78.7836 | Muninjasamy,S/O: Ammasasi,Vithanur,Kolari(Po),Ramthpuram(Dt)-623533 Ph No-9842071265 | VTNUR1 | Airtel | Tamil Nadu | GBT
IN-1117463 | SILVARPATTI | 9.81 | 77.732 | Vartharam,s/o: Gopal igar,3/11 Silvarapatti,3rd ward, Vepampatti(po),Peraiyur(tk),Madurai Ph No.-9360606510 | SVRPT1 | Airtel | Tamil Nadu | GBT
IN-1117467 | K.VADAKAMPATTI | 9.9155 | 77.9211 | P.Elangovan,S/O:Pal Swamy Devar,K.Vadakampatti,Usilampatti(Tk),Madurai Ph No-9865383163 | KVDPT1 | Airtel | Tamil Nadu | GBT
IN-1117468 | VADAPALANJI | 9.923 | 78.0064 | K.Rajandran,Manaptti,Vadapalanji Po,Maduri 21,Cell.9443443816. | VDPNJ1 | Airtel | Tamil Nadu | GBT
IN-1117471 | URSERI | 10.0511 | 78.1068 | Mr.K.Chelliah S/o. Kanniah, S.No.56/4B, Vadugai, Thugar Post, Virayathakandan, Ilayangudi Taluk,Sivagangai District-623710 | URSER1 | Airtel | Tamil Nadu | GBT
IN-1121586 | SEVELPATTI | 10.0897 | 78.5054 | MR.R.VEERAIYA, S/O,RANGAN, S.SEVALPATTI VILL & PO,Tirupathur(t.k), Sivagangai(dt | SSVPT1 | Airtel | Tamil Nadu | GBT
IN-1121617 | RATHANOOR | 9.76 | 78.7612 | Mr.N.Palani,S/O-gu Thever,NO-15/101-2A,Pallivasa ,Thiruvadai Tk,Ramathapuram Dt | RDNUR1 | Airtel | Tamil Nadu | GBT
IN-1121642 | VARAVANI | 9.6362 | 78.804 | Mrs.Balithabaeevi,W/O-Abdul Rahuman,NO-2/722,Palli ,Senkudi Village and Post,Thiruvadai Tk,Ramatha | VRVNI1 | Airtel | Tamil Nadu | GBT
IN-1123016 | GOOD SHED ROAD | 9.9235 | 78.1148 | Renuka Traders,252,Goodshed Street,Madurai.Ph-2342251,9843165653 | MDU31 | Airtel | Tamil Nadu | RT Tower
IN-1123274 | VENEER VAIKAL | 9.3726 | 78.5355 | MR.KARUMALAYAN BALU,SAYALKUDI MAIN ROAD,VENEERVAIKAL,MURUGALATHUR THALUK,RAMATHAPURAM DIST.-623704.PH:94424-74053. | VNVKL1 | Airtel | Tamil Nadu | GBT
IN-1261527 | Vivekanantha college | 10.0098 | 77.9746 | Mrs.Padmavathy W/o.Mr.Muthukrishnan, Padmavathy Garden, S.No.26/2A, Plot No.34B, Solaikurichi Village, Vadipatti Taluka, Madurai Dist., 98421-6-941 | SLVN5 | Airtel | Tamil Nadu | GBT
IN-1124141 | PANANGUDI | 9.9319 | 78.6158 | MR.RAYAPPAN S/O R.S.SINGAMBALAM VILL.-PANANGUDI, TALUKA- KARAIKKUDI ,DIST.-SIVAGANGA,PH:-9842441171 | PANND1 | Airtel | Tamil Nadu | GBT
IN-1124358 | PARVATHIPURAM | 10.025 | 78.3295 | M.VADI VELLAN S/O.MURUGAN 80/20,PAARVATHI PURAM,MELUR POST, MADURAI DIST.9843257407 | 4327 | Vodafone | Tamil Nadu | GBT
IN-1232168 | MANJORE | 9.7254 | 78.9172 | Muthulakshmi, W/o. Mahalingam, Athiur Post, Manjore, Thiruvadai Tk, Ramathapuram Dt. Ph. 9942657585 | MJNUR1 | Airtel | Tamil Nadu | GBT
IN-1125827 | POOKKULAM | 9.3041 | 78.5419 | ilanjanpur post, Mudukulathur taluk, Ramathapura ,Pookkulam | POKLM1 | Airtel | Tamil Nadu | GBT
IN-1125843 | KAKKOOR | 9.3494 | 78.5714 | S.AbdulKadhar jailani, S/o.Syadibrahim, Kakkoor(po), Mudukalathur(tk), Ramanathapuram(dt)-623711 Ph. 9865313717 | KAKOR1 | Airtel | Tamil Nadu | GBT
IN-1126719 | VADA KUMASI STREET | 9.923 | 78.1217 | Mr.Rajendran, R.M.P.Store, Malygai | MDU113 | Airtel | Tamil Nadu | RT Tower
IN-1126720 | EAST MARDET STREET | 9.9448 | 78.1246 | Sahaya Ani Church, Indhira gar | MDU122 | Airtel | Tamil Nadu | RT Tower
IN-1127348 | RAMANATHAPURAM | 9.3613 | 78.834 | K.RAJARAMPANDIYAN S/O KRISHSAMY,41/1,R.R SEETHUPATHY GAR,RAMATHAPURAM(T.K),DIST-RAMATHAPURAM,PH-9443020106 | RMPM13 | Airtel | Tamil Nadu | RT Tower
IN-1127890 | KILUKILUPATTI | 10.0696 | 78.5026 | M.Andiyappan,S/o,Muthaiya,kilukilupatti,Eriyur Post,Thirupathur Taluk,Sivagangai-04577-295438. | 4110 | Vodafone | Tamil Nadu | GBT
IN-1127902 | THIRUPPATUR ROAD | 9.8652 | 78.4879 | N.RAJ,S/O NAINAPPAN,KANJI RANGAN COMPLEX,TIRUPATTUR ROAD,SIVAGANGAI,MOB:9788841020 | 4113 | Vodafone | Tamil Nadu | GBT
IN-1083648 | KAKOOR | 9.3409 | 78.5564 | M.Manikam, S/o. Manavilai, SF No: 240/3B, 4/699, Kakoor post, Mudhukulathur TK, Ramanathapuram DT -623 711, 9047339484 | 5517 | Vodafone | Tamil Nadu | GBT
IN-1129669 | MARIAMMAN KOVIL STREET | 10.1875 | 78.6654 | MR. Veluchamy S/o. Muthiahy Konar Acharampatti village kelaseevalapatti Tirupathur Taluk Sivagangai District - 630 205 M : 9942228765 | 4273 | Vodafone | Tamil Nadu | GBT
IN-1129675 | T.KRISHNAPURAM | 9.8058 | 77.6686 | K.Rajathi,W/o,Kaliyappakor,T.Krishpuram Village & post,Peraiyur Taluk,Madurai-625535,Ph-97506-21480 | 4285 | Vodafone | Tamil Nadu | GBT
IN-1230890 | A.VALAYAPATTI | 10.0575 | 78.2159 | A.Vellai Ambalam,S/o,Algan,A.valayapatti,Alagar Koil Post,Melur Taluk,Madurai-625305,Ph-97865-23936,98428-42180 | 4340 | Vodafone | Tamil Nadu | GBT
IN-1232063 | COYARAIPATTY | 10.0142 | 78.1103 | A.L.ALAGU SUNDARI, W/O.ALAGAPPAN, D.NO.9/3.AMBAL PURAM, 2 ND STREET, SEKKALAI, KARAI KUDI- 630002. PH. | CYPTY1 | Airtel | Tamil Nadu | GBT
IN-1232068 | EARUMALINAIAKN PATTI | 10.2385 | 78.1764 | EARUMALIIAKN PATTI, TOVARKURCHI ROAD,THAM,DINDGAL DT | ERNPT1 | Airtel | Tamil Nadu | GBT
IN-1129791 | SAKKARAIPATTI | 9.9493 | 77.882 | Mrs. Skathiammal, W/o. Sakari periaya karuppa devar, Railway Road, ttamangalam Post, Usilampatti Taluk, Madurai District, M : 9486017365 | 4104 | Vodafone | Tamil Nadu | GBT
IN-1134827 | ACHCHAMPATTI | 10.0293 | 78.1157 | Mrs.S.Nayenappan, S/o.Sonai Ambalam, SF No: 72/10, Nondisamy koil street, Atchampatti post, Vadipatti TK, Madurai - 625 501, 99765-79730 | 2778 | Vodafone | Tamil Nadu | GBT
IN-1134869 | ST.MICHEAL ENG COLLEGE | 9.8538 | 78.6212 | Mr.R.Lakshmana perumal, S/o.Ramaiya Raju, SF No: 47/3A2, Opp to Michel Engg college, Kalayar Koil Post, Sivagangai - 630 551, 97867-49681 | 4304 | Vodafone | Tamil Nadu | GBT
IN-1081349 | S.THARAIKUDI | 9.1586 | 78.2777 | K.MUNIASAMY R.C.PURAM THARAKUDI(PO) KADALADI(TK) RAMNAD(DT) PH:04576248388 | 5549 | Vodafone | Tamil Nadu | GBT
IN-1134871 | KANNIRAJAPURAM | 9.1035 | 78.3828 | C K PANDIYAN S/O CHINNAKANNUNADAR 5/92 KAMARAJAR THERU KANNIRAJAPURAM KADALAI [TK].RAMNAD [DIST]. PH NO: 9443118612 | 4344 | Vodafone | Tamil Nadu | GBT
IN-1250419 | KOTTAKUDI | 9.5276 | 78.7783 | R.govindasamy, s/o.ramu, 1/12, w.st., uthakudi vil | KTKUD1 | Airtel | Tamil Nadu | GBT
IN-1134862 | RAJIV GANDHI NAGAR | 9.8772 | 78.0774 | Mr.M.Sundaram, S/o.Muniyandi, SF No: 217/6A, East 1 street, Rajiv Gandhi nagar, Thiruparankundram TK, Madurai DT, 0452-2484252, 9994237771 | 1431 | Vodafone | Tamil Nadu | GBT
IN-1129688 | MUNDANAYAKAM | 9.9373 | 78.2179 | M.Ramakrishnan,S/o,Muthu,Mundanayakam,Rajkur Post,Madurai North Taluk,Madurai-625107,Ph-98423-68481 | 4350 | Vodafone | Tamil Nadu | GBT
IN-1134873 | KATCHIRAYANPATTI | 10.1195 | 78.3412 | P.CHINKARUPPAN S/O PUSARI 233/ KATCHIRAYANPATTI [PO] MELUR [TK].MADURAI [DIST]. PH NO: 9843827583 | 2908 | Vodafone | Tamil Nadu | GBT
IN-1082562 | MLR TRICHY ROAD | 10.0325 | 78.3424 | Mrs.Saradha, W/o.G.Kagaraj, SF No: 302/2, 10, pataakulam road, Melur Village, Melur TK, Madurai DT, 0452-2415070, 9865205070 | 5379 | Vodafone | Tamil Nadu | GBT
IN-1113516 | VEPANGULAM | 9.9517 | 78.7228 | MS.RAYAN, MEEKSHI RICE MILL,VEPANKULAM, (PO) KALLAL VIA,SIVAGANGAI | VPPKM1 | Airtel | Tamil Nadu | GBT
IN-1127991 | HANUMANTHAGUDI | 9.914 | 78.8975 | Mr.K.Vasu, S/o. Mr.D.Karuppan, SF no: 291/6C, Patta no: 296, Manakudi village, Hanumanthakudi Group, Devakottai TK, Sivagangai DT - 630303, 9786442715 | 3936 | Vodafone | Tamil Nadu | GBT
IN-1121648 | MUTHUNAGAYAPURAM | 9.7713 | 77.8149 | PERAIYUR TK, MUTHUGAYAPURAM PO, MADURAI | MUTUN1 | Airtel | Tamil Nadu | GBT
IN-1129692 | VANJINARAYANAPURAM | 9.8583 | 77.6923 | Mr. V.Karupaswamy Vangirayapuram Elumalai Post periyaur (TK) Madurai District M : 9361024918 | 4169 | Vodafone | Tamil Nadu | GBT
IN-1126548 | KANADUKATHAN | 10.1712 | 78.7774 | MRS.I.VALLIKANNU, W/o.KR.IYAPPAN,OLD S.NO.421/1, NEW S.NO.421/1D, KADUKATHAN VILLAGE, KARAIKUDI TALUK, SIVAGANGAI DISTRICT 9245157342,9948817907 | CTNAD1 | Airtel | Tamil Nadu | GBT
IN-1128063 | NEYVAYAL | 9.8687 | 78.8923 | NEYAVAL ,PO)THIRUVADAI TK, RAMND DT | 987 | Vodafone | Tamil Nadu | GBT
IN-1134985 | VATHALAGUNDU ROAD | 9.9768 | 77.791 | MR.THIRAVIYAM,S/O MAYA,MAIYANPATTI,MAIKILARPATTI,NEAR KARUPPU KOVIL,VATHALAGUNDU ROAD,USILAMPATTI(TLK),MADURAI(DST).MOB NO:9788144149. | 3084 | Vodafone | Tamil Nadu | GBT
IN-1137645 | VELLANATHANPATTI | 10.0391 | 78.3428 | MELUR MAIN ROAD, GOVT BOYS HR.SEC.SCHOOL, VELLAGANPATTI PO. MADURAI DT.[DIST]. PH NO: 9894511336 | 2895 | Vodafone | Tamil Nadu | GBT
IN-1124451 | VELLAMUTHANPATTI | 9.9568 | 78.3095 | S.MANI,S/O SUNDAR RAJ, VELLAM MUTHAN PATTI,THIRUVARUR POST, MELUR TK,MADURAI DIST.9843253265. | 4324 | Vodafone | Tamil Nadu | GBT
IN-1139127 | THIRUVIDANALLUR | 9.7315 | 78.2527 | M.M KARUPPIAH, S/O MUTHUKARUPATHEVAR WARD NO 3, THACHANENDHAL, VAYALCHERI P.O, THIRUBHUVANAM VIA, TRICHULI TALUK, VIRUDHUNAGAR-623611 PH NO-9884189435 | 7028 | Vodafone | Tamil Nadu | GBT
IN-1139319 | KALAYARMANGLAYAM | 9.9287 | 78.5497 | K.KRISHNAN,S/O KARUPPIAHA,1/3 KALAYAR MANGLAYAM,OKKUR(POST) SIVAGANGI (DIST)-630552 PH:9442857944 | 7063 | Vodafone | Tamil Nadu | GBT
IN-1134857 | SENGAMADAI | 9.7952 | 78.9147 | A.Ramu Devar, SF No: 75/4, Old no: 4/109, NEw no: 4/143, Sengamadai, Anju kottai, Thiruvadanai TK, Ramanathapuram DT-623407, 94438-09821 | 4199 | Vodafone | Tamil Nadu | GBT
IN-1139261 | SANNAVANAM | 9.9827 | 78.7354 | V.SANTHA,W/O K.VELLAISAMY,3/426SANVA VILLAGE,VISHALAN KOTTAI (POST), KALLU PATTI (VIA) ,KARAIKUDI (T.K) SIVAGANGI (DIST) PH:04265 292007,9442814847 | 7048 | Vodafone | Tamil Nadu | GBT
IN-1139124 | PUNNAPATTI | 10.2232 | 78.1972 | P.Vellaiya Konar, S/o.Palani konar, SF No: 363/4, Punnampatti post, Natham TK, Dindigul-624 401, 99652-97597 | 7025 | Vodafone | Tamil Nadu | GBT
IN-1139118 | NADUMANDALAM | 10.2536 | 78.2498 | V.MAHALIGAM S/O VELLAIYA KOUNDER,N.PUDHUPATTI(PO)(VILL),NATHAM(TK),DINDUGAL(DT),PH: 9443676847 | 7024 | Vodafone | Tamil Nadu | GBT
IN-1231891 | PAGANUR | 9.8834 | 79.0016 | MR.SOOSAI ARUL,S/O SINGA RAYAR,MANALUR,AANDA OORANI PO,THIRUVADANAI TK,RAMNAD-623308.PH-9943582117 | 7120 | Vodafone | Tamil Nadu | GBT
IN-1231910 | PRABHAKKALUR | 9.3968 | 78.6251 | A.SILUVAI MUTHU,ANOTHOANI P.MUTHUVIJAYPURAM SEMAGUDI (POST) ,THIRUVANANGAM(VIA),MUTHUKULATHUR(T K),RAMANATHAPURAM-623712, PH:98420366371 | 7229 | Vodafone | Tamil Nadu | GBT
IN-1233271 | KALANGATHANKOTTAI | 9.6708 | 78.7103 | S NAINA MOHAMED,S/O SYEDMOHAMED 81KALANGATHANKOTTAI,ILYANKUDI (T K) SAVANGAI(DIST)-623773 PH:9750896257 | 7249 | Vodafone | Tamil Nadu | GBT
IN-1235052 | SONAIPIRIYANKOTTAI | 9.3222 | 78.47 | Mr.A.Sundarraj, S/o.Arumugam Devar, SF No: 171/2B, S.P.Kottai, kidatherikai post, Mudhukulathur TK, Ramanathapuram DT, 98426-41132 | 7207 | Vodafone | Tamil Nadu | GBT
IN-1236843 | RAMESWARAM N.H | 9.5876 | 78.4561 | K.MANSOOR C/O KAMARUTHEEN KALYANA MANDAPAM 4/ 593 NILA NAGAR BY PASS ROAD PARTHIBANOOR [PO].PARAMAKUDI [TK]. RAMNAD [DIST]. PH NO: 9843927098 [RAJENDRAN], 00966557880550, 04564-264888, 04564-264800 | 4096 | Vodafone | Tamil Nadu | RT Tower
IN-1134858 | S.M.AMMAPATTI | 9.6963 | 77.7421 | MR.T.GURUSAMY,S/O THAVASI,S.M.AMMAPATTI,PERAIYUR(TK),MADURAI(DST).MOB NO:9943266577 | 1907 | Vodafone | Tamil Nadu | GBT
IN-1134966 | NAMBUTHALAI | 9.7279 | 79.0048 | Mr.Pakkir Mohammed,Manba ud darajath, Nambuthalai 9444957046 | 4382 | Vodafone | Tamil Nadu | GBT
IN-1231885 | NALIRUKKAI | 9.2999 | 78.6973 | P.M.SANMUGAVEL,S/O PAKARI MUKITHAN,NALIRUKKAI(PO),T U MANGAI(VIA),PARAMAKUDI(T.K) RAMANATHAPURAM(DIST)-623533 PH:9976228660 | 7111 | Vodafone | Tamil Nadu | GBT
IN-1113526 | AYARDHARMAM | 9.6741 | 77.7262 | Mr MUTHUKUMARAGURU PANDIAN & MR,MUTHUMAHESH PANDIAN S/O.C.Muthiya, Kondayampatti, Ayardharmam Po, Srivilipithur TK, Virudhunagar DIST-PH-9003488133 | AYDRM1 | Airtel | Tamil Nadu | GBT
IN-1126169 | POTTAPALAYAM | 9.8407 | 78.1632 | Mr.P.RamanathaN, potalpalayam PO , Manamadurai Taluk, Sivagangai Dist-PH-9842505845 | POTPM1 | Airtel | Tamil Nadu | GBT
IN-1126166 | MANNADIMANGALAM | 10.0367 | 77.9288 | Mr.R.Raghavan S/o-Ramachandran,R.S.NO.123/3A,Mannadimangalam post,Vaddipatti taluk, Madurai district,PH:-9976885361 (Mr.muthuirulan is the brother for Mr.Ramachandran) | MANGM1 | Airtel | Tamil Nadu | GBT
IN-1126167 | MELAKOTTAI | 9.7907 | 77.9898 | Mr.Alagarsamy,B/O- Mr.Koppuswamy,No-42/3,Naicker street,Melakottai post,Tirumangalam taluk,Madurai district,PH:-9791430200,LM:-Option beside the Duraisamy complex. | MELTI1 | Airtel | Tamil Nadu | GBT
IN-1233195 | KEELAKIDARAM | 9.2016 | 78.6022 | R.Natarajan, C/o.Duraisingam, SF No: 176/4B, No:6/47A, Kavakulam , Keelakidaram Post, Sayalkudi TK, Ramanathapuram - 623 528 | 5486 | Vodafone | Tamil Nadu | GBT
IN-1233256 | MANGULAM | 10.0334 | 78.2422 | K.Rajarajan, S/o.Kasi viswanathan, SF No: 346/10 & 346/11, No:3/109, Mangulam post, Alagar koil street, madurai - 625 301, 0452-2470231, 99406-28748 | 7314 | Vodafone | Tamil Nadu | GBT
IN-1248045 | THIRUMANGALAM | 9.8266 | 77.991 | MRS.P.JANAKI, W/o.K.PALPANDI,S.NO.23/2 MUNIYANDI VILAS, MADURAI ROAD, THIRUMANGALAM, MADURAI DISTRICT | TMGM1 | Airtel | Tamil Nadu | RT Tower
IN-1139323 | KAVOOR | 9.6873 | 78.8589 | G RAMKRISHNAN, S/O GANESH,KAVOOR,SANAVELLI(P.O),THRUVADANAI(T.K),RAMNAD(DIST) PH:9442048240 | 7080 | Vodafone | Tamil Nadu | GBT
IN-1139321 | GOVINDAMANYAM | 9.7597 | 78.7944 | P.PONNIVALAVAN S/O,PERIANAYANGOM,GOVNDAMANGALM,ANNADUR(VIA),RAMNADU(DIST)-623401 PN:9444545800/811 | 7078 | Vodafone | Tamil Nadu | GBT
IN-1235059 | ULAIUR | 9.3742 | 78.6415 | Mr.M.Ibrahmisha, S/o.Mohammed methar, SF No: 304/3, Ulaiur, Thiruvanagam via, Mudhukulathur TK, Ramanathapuram DT - 623 712, 98944-21827, 0452-4396305 | 7148 | Vodafone | Tamil Nadu | GBT
IN-1235046 | PANIVASAL | 9.2748 | 78.6392 | J.Thasthakeer, Mr.J.Mohammed Ithris, Mr.Saboor bhasha, SF No: 219/5B, Panivasal village, panivasal post, Theriruveli via, Ramanathapuram DT - 623 711, 97870-37719 | 7144 | Vodafone | Tamil Nadu | GBT
IN-1133480 | KOTHAMANGALAM | 10.1914 | 78.8083 | Mr.Karuppaiah, S/o.Chidambaram, Survey No.181/4A,Contact person.Mr.Sampath, Ulaganayagiamman Rice Mill, Nehru Club st, Kothamangalam, Sivagangai Dist-PH-97517 | KOTGM1 | Airtel | Tamil Nadu | GBT
IN-1138826 | KALUVANGULAM | 9.8192 | 78.1288 | Mr.G.Gurumoorthy, S/o.Mr.Gurusamy, SF No: 97/6, Kosavan Kundu post, Kosavan Kundu Village, Madurai South TK, Perungudi via, Madurai DT, 99526-40900 | 7013 | Vodafone | Tamil Nadu | GBT
IN-1138830 | KALUGERKADAI | 9.8443 | 78.2232 | M.MURUGESAN S/O MUTHUKRISHNAPILLAI,KALUGERKADAI TO THATANKULAM WAY,KALUGERKADAI(PO)(VILL),MANAMADURAI(TK),SIVGANGAI(DT),PH:9965339183 | 7015 | Vodafone | Tamil Nadu | GBT
IN-1231871 | M.KARISALKULAM | 9.2162 | 78.4547 | T.KALIMUTHU S/0,THAVASIANNADEVAR,37 M.KARISALKULAM,KADALADI(T.K),RAMNADU(DIST) PH:94862311646 | 7167 | Vodafone | Tamil Nadu | GBT
IN-1254834 | IDAYAPATTI | 9.9414 | 78.2796 | IDAYAPATTI | 340 | Vodafone | Tamil Nadu | GBT
IN-1121581 | SIRUPALAI | 9.5926 | 78.6549 | Mr.Muthuramu, s/o. Vellaichamy, S.No.84/10, Siruvalai, Kotaiur PO, Ilayangudi TK, Sivagangai Dist-PH-9942383668 | SRPAL1 | Airtel | Tamil Nadu | GBT
IN-1083656 | MARANDAI | 9.264 | 78.5469 | SHANMUGA KONAR, SAVERIAR PATTINAM MARANDAI(PO) RAMNAD DT. PH:9443406516 | 5478 | Vodafone | Tamil Nadu | GBT
IN-1235058 | THUMBADAKKAKOTTAI | 9.5986 | 78.8468 | Mr.K.Chandran, S/o.Mr.Kannusamy, SF No: 51/4A2, Thumbadakka kottai, Iruthayapuram Post, RS Mangalam TK, Ramanathapuram DT - 630 303, 98435-26565 | 7105 | Vodafone | Tamil Nadu | GBT
IN-1082709 | CHIKKAL | 9.2478 | 78.6471 | N.SIKKANDHAR DOOR NO:8/20 MAIN ROAD CHIKKAL RAMNAD DT. PH:9486745192 | 5503 | Vodafone | Tamil Nadu | GBT
IN-1133958 | JAIHINDPURAM | 9.8977 | 78.1101 | Mr.Kannan, BARDYAR CROSS STREET,JAIHINDPURAM, MADURAI-625011-PH-9842189864. | IMAD0166 | Idea | Tamil Nadu | GBT
IN-1239332 | ATTANGUDI | 9.5521 | 78.8136 | U.Kalimuthan, S/o.Udayar thevar, SF No: 152/6A, Attangudi village, RS mangalam, paramakudi tk, ramanathapuram dt - 623525, 9688725816 | ATGDI1 | Airtel | Tamil Nadu | GBT
IN-1139255 | PURUTHIKANMAI | 9.8276 | 78.6162 | Mrs. S.Kailashwari, W/o.Mr.Subramanian, SF No: 264/d1, near door no: 47-A, paruthi kanmai, kalayar kovil via, sivagangai Dt- 630551, 9787283617, 97872-83561 | 7045 | Vodafone | Tamil Nadu | GBT
IN-1137643 | WEST MASI STREET | 9.9212 | 78.1147 | A.Ramesh, S/o.Chinnasamy Devar, SF No: 492/2, West Masi street, Lakshmana Thevar Complex, Madurai Dt-625001, 99430-54580, 0452-4230120 | 4391 | Vodafone | Tamil Nadu | RT Pole
IN-1239210 | ACHANGULAM | 9.48 | 78.4356 | Mr.C.Velu, S/O.Chaleiyan, Achankulam, Abiramam VIA, Kamuthi TK, Ramanathapuram Dist-PH-9943502965 | AHNGM1 | Airtel | Tamil Nadu | GBT
IN-1133485 | NADUVANUR | 10.2523 | 78.2783 | Mr.Jaya bala Krishn,NORTH ST, Survey No.71/3,DUVANUR VILL & PO, THAM TK, DINDUGAL. 624401 /9442329084 | NADNR1 | Airtel | Tamil Nadu | GBT
IN-1235054 | THELUR | 9.7775 | 79.0049 | Mr.K.Ganesan, S/o.Karuppaiah nadar, SF No: 143/3A, Thelur village, kurumelankudi post, Thiruvadanai TK, Ramanathapuram DT-623409, 94429-86423 | 7128 | Vodafone | Tamil Nadu | GBT
IN-1239400 | VEPPOKULAM | 9.3093 | 78.365 | T.KRISH DEVAR,SF No.138/12, K.VEPPOKULAM, PERU LLI. VIZHI, RAMATHAPURAM JILLA, KUMUTHI TALUK-623115- PH: 9787926006 | VPKLM1 | Airtel | Tamil Nadu | GBT
IN-1126542 | KEELANACHIKULAM | 10.0656 | 77.9408 | Mr.C.Kandasamy,S/o-Chithamvaram sarvai,Kela Nachikulam village & post,Vaddipatti taluk,Madurai district,PH:-9943995861,LM:-Option 100m from the bus stop(Junction road) in North direction | NCKLM1 | Airtel | Tamil Nadu | GBT
IN-1239383 | PANDAIYUR | 9.479 | 78.7288 | K.Ponnusamy, S/o.Kuppusamy thevar, Old survey no: 137/2, new survey no: 137/10, 137/11, pandiyur village, gangaikondan post, paramakudi tk, ramathapuram dt-623705, 0456424028 | PANDI1 | Airtel | Tamil Nadu | GBT
IN-1240490 | SATHANUR | 9.4653 | 78.5419 | Mr.M.Ponnirulu, S/o.Malayappan pillai, SF No: 344/2B, sathanur psot, pambur, pulithikulam, mudhukulathur tk, ramathapuram dt-625706, 99767-10782 | 7366 | Vodafone | Tamil Nadu | GBT
IN-1238305 | APPARANI PALLIVASAL ST | 9.4433 | 78.4433 | TS.Mohamad Yusif, Muslim Bazar, Abiramam, Ramanathapuram-623601-PH-9944836225 | ABRAM2 | Airtel | Tamil Nadu | GBT
IN-1111816 | KEELKULAM | 9.4389 | 78.4917 | S.Mari Muthu,s/o: Shanmugam,2/20 A,Keelakulam(vill vill+ St.),Mudukulathur(tk),Ramathpuram | KELKM1 | Airtel | Tamil Nadu | GBT
IN-1240112 | IRUMBADI | 10.047 | 77.9347 | Mrs.M.Amma Chellam, W/o.Mr.Muthu servai, SF No:303/4, 1/3, main road, Irumbadi post, cholavanthan via, vadipatti tk, madurai DT-625205, 99420-99079 | 7353 | Vodafone | Tamil Nadu | GBT
IN-1239402 | PERAIYUR | 9.3551 | 78.4492 | Mr.Thilagar, S/o.Thangaiya nadar, SF No: 504/17A, Peraiyur village, kamuthi tk, ramanathapuram DT - 623708 | PEIYR1 | Airtel | Tamil Nadu | GBT
IN-1240493 | KANDAVARAYANPATTI | 10.1521 | 78.5859 | N.S.Manivasagam, S/o.Sokkalingam, SF No: 20/11, Natchira Thottam, kandavarayanpatti, Thirupathur TK, Sivagangai DT-630211, 04374-223511, 9655525378 | 7363 | Vodafone | Tamil Nadu | GBT
IN-1239325 | MARIYUR | 9.166 | 78.5511 | rajamani,w/o thangaraj,SF No: 69/15, Mariyur village, kadaladi tk,d.t ramathpuram DT. phn-9442925898.landmark water tank. | MRYUR1 | Airtel | Tamil Nadu | GBT
IN-1244102 | SENKOTTAI | 9.6282 | 78.4772 | MR.M.SARADHA,S.NO.33/3,SENKOTTAI POST,MANAMADURAI TALUK,SIVAGANGAI DIST-630 606. PH:9443443939 | SNKTI1 | Airtel | Tamil Nadu | GBT
IN-1235044 | PAAKKUVATTAI | 9.3773 | 78.4152 | Mr.Sreeni, S/o.Mr.Gurusamy, SF No: 219/4A, Pakkuvettai post, Kamuthi TK, ramathapuram DT - 623 604, 94428-94190 | 7199 | Vodafone | Tamil Nadu | GBT
IN-1239324 | NOCHIYURANI | 9.2754 | 79.0399 | T.Saraswathi, W/o.Thangaiah, SF No: 133-2E, nochiyurani village, pirapanvalasi post, ramathapuram dt - 623516, 97905-59987, 04567-263556 | NCRNI1 | Airtel | Tamil Nadu | GBT
IN-1112948 | PERANPATTI | 10.2968 | 78.4168 | Mr.A.Ambalam, F/o.A Balu, S.No254/41A,Pukalasapatti, Peranpatti PO, Pulithipatti VIA, Tirupathur TK,Sivagangai Dist-PH-9443734289 | PNPTT1 | Airtel | Tamil Nadu | GBT
IN-1242372 | PERIYURPATTI | 10.4017 | 78.2371 | Mrs.M.Kumarakkal, W/o.Muthu naicker, SF no:818/4, periyurpatti, chendurai post, natham tk, dindigul dt-624403, 9486735016, 9677914805 | PYRPT1 | Airtel | Tamil Nadu | GBT
IN-1241736 | RAMESHWARAM | 9.2931 | 79.3165 | MR.U.MANGALESWARAN, SF NO.146/2, BATRAKALIAMMAN KOIL STREET, RAMESWARAM-623526,9965086356 | RMSM4 | Airtel | Tamil Nadu | GBT
IN-1239389 | PASIPATTINAM | 9.8115 | 79.0777 | Mrs.Sekammal,W/o-Mohamad Mathyn,No-2/37,Kaditharru strret,Pasi Pattim Post,Thiruvadai Taluk,Ramathapuram dist-623407,PH:-9442857286 (Option 100m from the School(9.81194,79.07788) in North direction | PASIP1 | Airtel | Tamil Nadu | GBT
IN-1239333 | ARUNTHIMANGALM | 9.7017 | 78.8869 | Mr.M.Shunmunavalli S/O Mr.Nallaperumal,Arunuthimangalam,Tehsil-Tiruvadanai,District-Ramanathapuram,Pin-623538 | ARUNU1 | Airtel | Tamil Nadu | GBT
IN-1245268 | POTTAPATTI | 10.2812 | 78.3724 | Mr.R.Ravichandran, S/o. Mr.Ramasamy, SF No: 73/1B, pottapatti post, melur tk, Kottampatti via, Madurai DT-526103, 97869-47686 | 7720 | Vodafone | Tamil Nadu | GBT
IN-1246394 | MEL PONNAGARAM | 9.9329 | 78.106 | Mr.P.Kantharaj, S/o.Perumal, D.No.51, West Ponnagaram 3rd Street, Madurai District.625016.Ph.97901-27981. | MDU182 | Airtel | Tamil Nadu | RT Tower
IN-1245403 | KOTTAGAVAYAL | 9.5148 | 78.8338 | M.Abdul Salam, S/o.Mohammed ali, SF No:295/2A-13, no: 2/99, post office street, pottagavayal, paramakudi tk, ramanathapuram Dt-623537, 9443004819,9487461186. | 7743 | Vodafone | Tamil Nadu | GBT
IN-1253996 | VARICHIYUR | 9.9134 | 78.2546 | Mr.P.Malaichamy, S/O.V.Periyasamy, Rf.No.57/8B, Varichuyur Village, Madurai North-Tk, Madurai Dist - 625 020. Ph:93677 80991 | VRCHR1 | Airtel | Tamil Nadu | GBT
IN-1247032 | BETAHNIAPURAM | 9.9369 | 78.0916 | Mr.M.O.Perumal, S/o.Mr.Ochayadevar, R.S.No:43/6, Antha mahal, An main street, Bethaniapuram, Madurai-625016, 94424-05889 | MDU167 | Airtel | Tamil Nadu | RT Tower
IN-1247407 | INDIRA NAGAR | 9.9454 | 78.144 | Mr.Abiramam K.Murugan, S/o.Karuppiah devar, R.S.No:182/3E, Door no:51, Alagar koil main road, Thallkulam, Madurai Dt-625020, | MDU168 | Airtel | Tamil Nadu | RT Tower
IN-1246236 | ANUPANADI | 9.8993 | 78.1451 | Mr.Ravichandran, S/o.Velayutham, S.F.No.147/3A, D.No.5/4104, Nehru Nagar, Anupanadi Power House Back Side, Madurai 625009.Ph. | MDU173 | Airtel | Tamil Nadu | GBT
IN-1249196 | PANAIYUR | 9.8768 | 78.1561 | Mr.P.Samayan servai, S/o.Mr.Poovillingam servai, SF No:78/2C, panaiyur village, madurai DT-625009, PH. NO. | 7876 | Vodafone | Tamil Nadu | GBT
IN-1247033 | ALWARPURAM | 9.9291 | 78.1288 | Mr.E.Thaj Mohammed S/o.Ebrahim Jothi Timbers, Thiruvengatapuram, Goripalayam, Alvarpuram, Madurai 625002. | MDU174 | Airtel | Tamil Nadu | RT Tower
IN-1245276 | DEVAKOTTAI | 9.9502 | 78.8199 | Mr.K.R.Ramanathan, s/o. Karupphia, 75-B, Saraswathi Varaga Salai, R.M.R Mahal, Devakottai. PH:- 04561-261429, 9842160034. | DVKT1 | Airtel | Tamil Nadu | RT Tower
IN-1246977 | North street | 9.2358 | 78.7849 | Mr.M.R.Rahmath Nasrin, W/o.Mohammed Basheer, G.R.No.324/209/10 & 324/209/9 No.20/29, Basna Complex, Vallal Sethakathi Road, Keelakarai, Ramanathapuram District.623517. | KZKI2 | Airtel | Tamil Nadu | RT Tower
IN-1247516 | Doddappanayakanur | 9.9719 | 77.7338 | Mrs.P.Pappa, W/o.R.Periyakaruppan, SF No:637/9B, Dhottapanickannur village, Usilampatt tk, Madurai DT-625532, | DPKNR1 | Airtel | Tamil Nadu | GBT
IN-1246242 | NARAYANAPURAM | 9.9584 | 78.1344 | Mr.A.Angammal W/o.A.Angamuthu & Mr.A.Anantha Krishnan S/o.A.Angamuthu, R.S.No.388/3, Plot No.14, Naganakulam Village, Gokula Street, Narayanapuram, Madurai 625014. | MDU170 | Airtel | Tamil Nadu | GBT
IN-1250313 | V.KARUPPATI | 10.0557 | 77.9324 | Mr.V.S.Ramani, S/o.V.Somanathan, S.F.No.64/3, Balakrishnapuram, Karuppatti Post, Vadipatty TK, Madurai 625 205. | VKRPT1 | Airtel | Tamil Nadu | GBT
IN-1246839 | KAMBUR | 10.1597 | 78.3254 | Mr.D.Maruthu Pandiyan, S/o.Durai Pandiyan, S.F.NO.394/1,394/2 & 394/3 Kambur Village & Post, Melur TK, Madurai District.625101. | 7853 | Vodafone | Tamil Nadu | GBT
IN-1252650 | Burmacolony | 9.6821 | 78.4555 | Mr.J.Anthony selvaraj, S/o.Jebamalai, SF No:282/5B1, Ward no:5, New ward no:12, velliyan thope, railway colony, manamadurai town, manamadurai post, Sivagangai DT-623606 , | MMDU4 | Airtel | Tamil Nadu | GBT
IN-1252801 | Sokkampatti | 10.0312 | 78.3321 | Mr.M.Meenakshi Sundaram, S/o.M.Mariappan, R.S.No.150/3, Sokkampatti Main Road, Melur Town & TK, Madurai District. | MELR6 | Airtel | Tamil Nadu | RT Tower
IN-1250169 | CHETTIAPATTI | 9.9778 | 77.7154 | Mr.D.Selvam, S/o.N.Durairaj, S.F.No.205/4D Doddapanaickanur Village, (No-36), Usilampatti TK, Madurai 625532. | CTPTI1 | Airtel | Tamil Nadu | GBT
IN-1239404 | Perunali | 9.2368 | 78.3183 | R.Chellapanidan, S/o.Rajapandidevar, Perunali post, Kamuthi tk, Ramanathapuram DT-623115, 9486377449 | PRNLI1 | Airtel | Tamil Nadu | GBT
IN-1252802 | Melavalavu | 10.1002 | 78.3179 | Mrs.R.Jegajothi, W/o.Mr.Ramaiah, SF No:104/15, 325/18, periyar oonakulam, Melavalavu village, karungalkudi post, Dindigul DT-625105, 99769-25705, | MLVLU1 | Airtel | Tamil Nadu | GBT
IN-1252800 | Vilachery | 9.8961 | 78.0622 | 266, SEVUGAR ST,VILACHERY VILL POST | MDU185 | Airtel | Tamil Nadu | GBT
IN-1253014 | SURAKUDI | 10.1456 | 78.7569 | Mr.S.Arumugam, S/o.Solamalai, S.F.No.24/13, No.39, Mela Street, Surakkudi, Sokkalingam Puthur Post, Karaikudi TK, Sivagangai District 630 101. | 9536 | Vodafone | Tamil Nadu | GBT
IN-1252968 | Pagaianjan | 9.7389 | 78.6468 | Mrs.K.Arokkiyam @ Arokiyamary W/o.M.Kasppar, S.F.No.371/10, Pagaianjan Village & Post, Maravamangalam Via, Sivagangai District 630 554. Ph.9524512112. | 9539 | Vodafone | Tamil Nadu | GBT
IN-1249256 | Sikkendar chavadi | 9.9713 | 78.0969 | 3/271, MANTHAIAMMAN KOIL STREET, | MDU184 | Airtel | Tamil Nadu | GBT
IN-1252805 | Marichikatti | 9.6147 | 78.4516 | Mr.M.A.M.Balakrishnan, S/o.M.A.Manickam, SF no:136/4, mela parthibanoor village, Paramakudi tk, Sivagangai DT- 623608, | MRCKT1 | Airtel | Tamil Nadu | GBT
IN-1252803 | POIKARAPATTI | 10.0485 | 78.2031 | Mr.N.V.Subbiah, S/o.Vellayan,R.S.No.35/1, Kallandhri Village, Madurai North TK, Madurai District.625301. | PKPRT1 | Airtel | Tamil Nadu | GBT
IN-1248480 | Madagupatti | 9.9851 | 78.5386 | M.Malaiswami,s/oManganambalam,sivagangai main road,madagupatti,sivagangai(t.k & Dt. | MGUPT1 | Airtel | Tamil Nadu | GBT
IN-1251463 | Kellamathur | 9.9632 | 78.0405 | Mr.C.Askoan, S/o.Chinnappan, SF No:81/1B, keelamathur vilalge, Madurai DT, 94439-59721 | KLMTR1 | Airtel | Tamil Nadu | GBT
IN-1254285 | Thuvariman | 9.9592 | 78.0593 | Mr.A.Thangavelu, S/o.Ayya Naicker, S.No.44, Madurai South TK, Thuvariman Village, Madurai District 625 010. Ph.93666-19945. | TVRMN1 | Airtel | Tamil Nadu | GBT
IN-1251464 | Thathampatti | 10.0915 | 77.9719 | 5/3/24, MOOKAMA REDDIYAR STREET, | TMPTI1 | Airtel | Tamil Nadu | GBT
IN-1251169 | MELUR BYE PASS | 10.0184 | 78.3539 | Mrs.R.Veerachitra, w/o K.MalachamyNatrajan, N.Perumalpatti, Navinipatti Panchayat, Melur Tal., Madurai Dist.-625106. Ph:- 98430-39126. | MELR5 | Airtel | Tamil Nadu | GBT
IN-1252810 | Nellukundampatti | 10.1429 | 78.3849 | S.Ramalingam, S/o.Mr.Chinnasamy, SF No:184/9B, Vanji nagaram, Karunkalakudi, Melur tk, madurai DT-625101, 97513-01506 | NLKPT1 | Airtel | Tamil Nadu | GBT
IN-1251476 | Maravankulam | 9.8389 | 78.0041 | Mr.E.Mayandi, S/o.Ekkudurai, SF No:59/3, plot no:70 & 71, rengasamy nagar, Dharmathupatti village, Thirumangalam Tk, Madurai DT-625008, | MRKLM1 | Airtel | Tamil Nadu | GBT
IN-1252813 | Kumaram | 10.0094 | 78.0938 | Mr.R.S.Ramkumar, S/o.Rajendran, SF No:33/2, maniyanji village, kumaram, vadipatti tk, madurai dt-625018, 98439-23123, 98421-49039 | KUMRM1 | Airtel | Tamil Nadu | GBT
IN-1247020 | ISMAYILPURAM | 9.9205 | 78.1318 | Mr.P.sivaraj, S/o.Mr.Palusamy chettiar, Old TS no:802/2, new TS no:43, block no:63, Anusia illam, No:14/2, ismail puram, 12th Street, munichalai road, Madurai-625009, 94427-04809, 99445-59051 | MDU180 | Airtel | Tamil Nadu | RT Tower
IN-1252838 | Thattangulam | 9.8457 | 78.2347 | 213,PERUMAL KOIL ST,THATTANKULAM | TNKLM1 | Airtel | Tamil Nadu | GBT
IN-1252841 | Tirupachethi | 9.7748 | 78.346 | R.Rajathi, W/o.Mr.P.Rajasekaran, SF No:110/9A, thirupachetti village, manamadurai tk, sivagangai DT-625067, 94430-64031, 75024-70851 | TPCHI1 | Airtel | Tamil Nadu | GBT
IN-1254364 | Fathima College | 9.9481 | 78.0967 | L.Venkatesh,S.F.No.125/4B, Plot No.1, Jeyaraj Nagar, Vilangudi, Madurai North TK, Madurai.PH.95000-26345. | MDU199 | Airtel | Tamil Nadu | RT Tower
IN-1258854 | Amman Sannadhi | 9.9195 | 78.1222 | Mrs.K.A.Sujata, W/o.K.A.Alagappan Chettiar, Mr.K.A.Subramanian S/o.K.A.Alagappan Chettiar, D.No.81-A, Amman Sannadhi Street, Madurai 625 001. Ph.98944-33344. | MDU201 | Airtel | Tamil Nadu | RT Tower
IN-1094953 | KONAPET | 10.18 | 78.7242 | S.F.NO:151/A OLD TENNIS CLUB STREET | 5720 | Vodafone | Tamil Nadu | GBT
IN-1255051 | Peraiyur Rd | 9.9617 | 77.789 | D.No.148B, U.P.S.Compound, Opp.State Bank, Peraiyur Road, Usilampatti Post | USPT2 | Airtel | Tamil Nadu | RT Tower
IN-1250629 | Nagamangalam | 10.2831 | 78.3853 | Mr.M.Jamal Mohammed, S/o.Munthalif ravuthar, SF No:386/7B, branpatti village, No:16, Thirupatthur tk, Sivagangai DT-625103, | NAGLM1 | Airtel | Tamil Nadu | GBT
IN-1260900 | KURUVIKARAN SALAI | 9.9236 | 78.139 | Mrs.T.R.Mangalagowri, W/o.Rajasekaran, D.No.45/1, Kuruvikaran Salai, Corporation Ward No.7, Madurai District.Ph.98421-70175. | 6338 | Vodafone | Tamil Nadu | RT Tower
IN-1264711 | Muthupatti | 9.8835 | 78.0436 | Mrs.V.Mayakkal W/o.Mr.M.Virumandi Thevar- Survey No.186/22, Thanakkankulam Village, , Mullai Nagar 1st Street, Thanakkankulam, Madurai - 625006, Contact Person Son Mr.Aasai - 9894048045 | MTPET1 | Airtel | Tamil Nadu | GBT
IN-1264707 | Madurai Dindugal rd | 9.9602 | 78.0694 | Mrs.V.Renugadevi W/o.Mr.Rajasekaran - Sub Inspector of Police, Plot No.32, Mahaganapathy Nagar, Mangayarkarasi College Road, Paravai, Madurai. Contact No.9944862466 | PRVAI3 | Airtel | Tamil Nadu | GBT
IN-1265280 | SUNDARRAJANPATTI | 9.9987 | 78.1789 | MR.S.V.MURUGESAN, S.no-31/1 new s.no-31/5, Sundarrajanpatti, Eraniyum Village, Madurai North TK, Aramanoor Po, Madurai-625104 CELL - 98436 59500 | SDRPT1 | Airtel | Tamil Nadu | GBT
IN-1265281 | IRAVADANALLUR | 9.9048 | 78.1594 | S Ganesan S/o.P Shanmugaraja, Shanmugaraja Compound, Survey No.5/1A1,Viraganoor Main Road, Viraganoor, Madurai 625009 | IDNLR1 | Airtel | Tamil Nadu | GBT
IN-1265283 | VANDIYUR BYE PASS | 9.9137 | 78.1689 | Mr.Marimuthu,No.2/272C,Sangu Nagar,Ayyanar Street,Vandiyur,Madurai-625020-Contact No.9791880083 | VNDYR2 | Airtel | Tamil Nadu | RT Tower
IN-1233239 | Ramnad - Palace | 9.3747 | 78.8214 | KOTTAIMEDU, SURANKOTAI ROAD, RAMATHAPURAM | RMPM15 | Airtel | Tamil Nadu | GBT
IN-1266257 | Aravind Hospital | 9.9204 | 78.1401 | Mr.V Gopal Samy, Mrs.G Rama, Anand Tower, Vikram Hospital Building, Kuruvikaran Salai, Sathamangalam Main Road, Annanagar West, Madurai 625020 | MDU191 | Airtel | Tamil Nadu | RT Pole
IN-1270625 | ANNANAGAR - NEAR MPTC SHED | 9.8489 | 78.5037 | Mrs S Sivamani W/o Mr.Subramanian S.No.100/18, Thondy Road, Maruthupandiayar Nagar, Near Annanagar SIDCO, Sivagangai 630551 | SVGI5 | Airtel | Tamil Nadu | GBT
IN-1270943 | Thinaikulam | 9.2745 | 78.8568 | T Muniyandi S/o Thanikodi, S.No.22/9A1, Mothivalasai, Thirupulani Via, Ramanathapuram Dist - 623532 | TINLM1 | Airtel | Tamil Nadu | GBT
IN-1269563 | Chinnachokkikulam | 9.9354 | 78.1359 | P Nagarajan N Premalatha Sakthi Plazza No 149 A B Alagarkoil Road Thallakulam Madurai 625 002 Contact No 9894103830 | MDU220 | Airtel | Tamil Nadu | RT Tower
IN-1270558 | Mullipallam | 10.0208 | 77.9526 | R Muthukrishnan R Rajkumar S.No.98/1A, Mullipallam Village, Near V Theater, Vadipatti TK, Madurai Dist - 625214 | SLVN3 | Airtel | Tamil Nadu | GBT
IN-1261288 | Pudhu Rd Rameswaram | 9.2645 | 79.3059 | K Arjunan Son of Kalimuthu, S.No.1018/1B Rameshwaram Dhanuskodi Rd, Rameshwaram, Ramnad Dist 623526 | RMSM5 | Airtel | Tamil Nadu | GBT
IN-1271724 | A Pudupatti | 10.0475 | 78.0691 | A Athianandan Son of Late Athi Narayanan and 5 others S No 313/9 A Pudupatti Alanganallur Via Vadipatti TK Madurai Dist 625501 | TPDPT1 | Airtel | Tamil Nadu | GBT
IN-1274399 | JEEVA NAGAR | 9.9046 | 78.1064 | Mrs.T.Maheswari, W/o.Durai Pandi, SF No:38/4-A1, under patta no:669, Near Door no:27A/1A, jeeva nagar - 1st Main road, Raithnapuram, Madurai-9894918518 | MDU177 | Airtel | Tamil Nadu | RT Tower
IN-1274408 | Vellammal College | 9.8949 | 78.174 | S.Ganesan, S/O. Sanmugaraj, S.no-190/7, Viraganoor Village, Madurai South Tk, Madurai Dist-9361454455 | VLMCL1 | Airtel | Tamil Nadu | GBT
IN-1246258 | Villapuram HB | 9.9032 | 78.1187 | CKR. Janarthanan, LIG-3641, TNHB colony, Villapuram, Madurai-625011, 93441-13155, 91509-30595 | MDU178 | Airtel | Tamil Nadu | RT Tower
IN-1274414 | Sethupathy Arts College | 9.3693 | 78.7981 | Mrs.U.Nagasundri, W/o.Ukkirapandian, SF no: 75/7, Achundanvayal village, Ramanathapuram Dt-623502, 94869-56866 | STPCL1 | Airtel | Tamil Nadu | GBT
IN-1274421 | Kavanur | 9.4198 | 78.8076 | Mr.K.Ravindran, S/o.Karuppan, Tholuvalur via, Kavanur and post, Ramanathapuram Dt, 9600917946, 9365840095 | KANYR1 | Airtel | Tamil Nadu | GBT
IN-1259107 | TPTR - MDU Rd | 10.1101 | 78.599 | Mrs.R.Lalitha Kumari, W/o.Rajalingam, S.F.No.375/106, Tirupathur Town Ward No.7 Agraharam Thope Street, Tirupathur, Sivagangai District.630 211.Ph.98653-50325 | TPAT4 | Airtel | Tamil Nadu | GBT
IN-1274401 | RAJA COLLEGE | 9.9298 | 78.1999 | N.Mariyammal, S.No - 3/1H, Veerapanjan Village, Thamaraipatti, Madurai - 8098108933 | RAJCL1 | Airtel | Tamil Nadu | GBT
IN-1274405 | SACS-M.A.V.M.M. College | 10.0659 | 78.2456 | S.K.K.Sathiyavan s/o Karupanan, S.no-305/2, Kidaripatti village, Madurai Taluk and Dt 625301 - 9843827569 | SACCL1 | Airtel | Tamil Nadu | GBT
IN-1274415 | RMSWM Rd | 9.285 | 79.2821 | A.Merine Alex, W/O Alex, 307/7, Thangachimadam Village, Rameshwaram Tk, Ramanathapuram Dist-9787907774 | PKRMB1 | Airtel | Tamil Nadu | GBT
IN-1274412 | VETRIYUR | 9.9164 | 78.6768 | R.Valliammai, S.No - 37/6, Vettriur Village, Karaikudi Tk, Sivagangai Dt - 9442825624 | VTRYR1 | Airtel | Tamil Nadu | GBT
IN-1274662 | MATHA GROUP OF INSTITUTIONS | 9.6758 | 78.4294 | V.Pandiyammal, W/O Velusamy, S.No - 194/1, Keelankatur Village, Manamadurai Tk, Sivagangai Dt - 9842803083 | VAPRM1 | Airtel | Tamil Nadu | GBT
IN-1276750 | Chinthamani | 9.8953 | 78.1391 | Mrs.R.Saraswathi W/o. Ramamoorthy, Plot No.13, R.S.No.124/12B, Venkateshwara Flour Mill Road, Chinthamani, Madurai 625 009 Contact No.9943751919 | MDU225 | Airtel | Tamil Nadu | RT Tower
IN-1275921 | ANUPPANANDI | 9.8908 | 78.1525 | C.Ayyanar, No.59.deivakani street.anupanadi.madurai-625001 | 10811 | Vodafone | Tamil Nadu | GBT
IN-1276103 | MELUR | 10.0305 | 78.3367 | Mr. Angamuthu, R.S.No 249/3, Trichy Main road, Karuthapulianpatti village, Melur - 625106, Angamuthu - 9443916618, Jeya Sankar-8098798263 | MELR7 | Airtel | Tamil Nadu | RT Tower
IN-1281905 | NATHAMBAZAR | 10.226 | 78.2295 | Suburaja complex,No-54,Main road,Opp to Bus stand,Natham.Ph-9442261116 | 10915 | Vodafone | Tamil Nadu | RT Tower
IN-1282193 | NAGAMALAI PUDUKOTTAI | 9.9342 | 78.051 | Mr. Thangaraj, Gandhi Super Market, 7/180 TSR Complex, Opp. Balamurugan Theatre, Theni Main Road, Nagamalai, Madiurai-625019 Cell:- 9842140789 | MDU241 | Airtel | Tamil Nadu | RT Tower
IN-1254840 | A.VELLODU | 10.3067 | 77.9548 | Open Land Of Mr. Y Lasar, S/O. Mr Yagappan, D.No. | VELOD1 | Airtel | Tamil Nadu | GBT
IN-1060828 | AATHUPATTI PIRIVU | 10.3067 | 77.8932 | MR. K.THILLAN SERVAI, AATHUPATTI PIRIVU, SEMBATTI ROAD, VEERAKAL POST, DINDIGUL (TK):624114. PH: 0451-2480529 | ATPTU1 | Airtel | Tamil Nadu | GBT
IN-1086042 | ALAGUPATTI | 10.4572 | 77.8868 | OPEN LAND OF MR.T.MUTHUSAMY,ALAGUPATTI VILLEGE & P.O.,ATTUR T.K.,DINDIGUL,PH NO-9788936794 | ALGPT1 | Airtel | Tamil Nadu | GBT
IN-1059328 | ALAMARATHUPATTI | 10.3108 | 77.9442 | Mr.N.Anth,S/o-tarajan(Ex. Minister),No-2/89,Me,Tiruvadai taluk,Ramad dist | ALMPT1 | Airtel | Tamil Nadu | GBT
IN-1086044 | AMARAPONDI | 10.5174 | 77.5746 | OPEN LAND OF MR.R.SIVANAISAN,SIVA RICE MILL,AMARAPONDI VILLEGE & P.O.,PALANI T.K.,DGL,PH NO-9786926363 | AMRPD1 | Airtel | Tamil Nadu | GBT
IN-1030552 | AMBILIKAI | 10.5414 | 77.7268 | K. Palanisamy, S.F.No.303/3A4B2, Old No.4/18, New No.4/162, Dharapuram Road, Sarpathy, Ambligai, Ottanchatram(Tk), Dindigul - 624 612. | 2411 | Vodafone | Tamil Nadu | GBT
IN-1059698 | AMMAINAICKANUR | 10.1649 | 77.9152 | Mrs.G.Kanthalakshmi,W/O/Mr.Gandhi.Sf.No.114,Perumal Koil Street, Ediyarpatty,Ammaiickanur,Dindigul Dist.-624 201.Ph:04543-238332 | AMNKR1 | Airtel | Tamil Nadu | GBT
IN-1060866 | ANBARASAN LAND | 10.4761 | 77.6525 | Anbarasan Land,S/O Iyan Samy,Railway Gate Thottam, Chatrappatti | CHAT1 | Airtel | Tamil Nadu | GBT
IN-1062808 | ADIVARAM | 10.4414 | 77.5156 | MR.S.VIJAYAKUMAR,VIJAYA LAKSHMI THIRUMANA MANDAPAM,ARUL JOTHI STREET,ADIVARAM,PALANI-624 601.PH:92454-44159 | PLNI10 | Airtel | Tamil Nadu | RT Tower
IN-1059288 | AYAKUDI | 10.4513 | 77.5589 | Uthiariaraj, Open Land Of Mr.Ganesan, 3, Sattaparai Road, Opp To Market, Dindigul Main Road, Ayakudi Post, Palani Tk, Dindigul - 624 613 | AKUDI1 | Airtel | Tamil Nadu | GBT
IN-1030478 | AYYAMPALAYAM | 10.2269 | 77.7486 | Mr.Jegadesan, SFNO: 1006, alagesan paper oppsite, ayyampalayam, Dindigul TK. Ph: 0451-2426462 | 2716 | Vodafone | Tamil Nadu | GBT
IN-1059852 | BALASAMUDRAM | 10.4188 | 77.4989 | MR. K. M. HABEEB RAHMAN, NO.53/1A, RICE MILL ROAD, BALASAMUDRAM, PALANI - TK, DINDUGAL DIST - 624 610 PH: 98652 04203 | BLSDM1 | Airtel | Tamil Nadu | GBT
IN-1060858 | BATHALAGUNDU | 10.1605 | 77.7589 | A.L.Kanmmai Land, W/O. Alagappan, Old No: 11 New No: 23, Sivan Koil Street, Batlagundu | BTGU1 | Airtel | Tamil Nadu | GBT
IN-1061294 | BATHALAGUNDU - BUS STAND | 10.1656 | 77.7558 | Sri Ram Complex # 17-13-11/1208, Gandhi gar, Bathalagundu | BTGU2 | Airtel | Tamil Nadu | RT Tower
IN-1031137 | BHAGAVAN RICEMILL | 10.5839 | 77.5722 | SUBRAMANIYAM S/O THIRUMURTHY, BHAGAVAN RICE MILL,VAGARAI(PO), AYAKUDI(VIA), PALANKI(T.K), DINDIGUL-624613,PH-04545-291960 | 2484 | Vodafone | Tamil Nadu | GBT
IN-1101202 | CHENGACHETIVALASU | 12.3336 | 79.0481 | OPEN LAND OF MR.PONSELAMBU,S/O-CHINGAMUTHU GOUNDER,CHENGACHETIVALASU VILLEGE & P.O.,PALANI T.K.,DINDIGUL,PH NO-9976935433 | CNCVS1 | Airtel | Tamil Nadu | GBT
IN-1106752 | CHINAKAMPATTI | 10.6272 | 77.8023 | P.SASI KUMAR, S/O.M.PALANI SAMY, CHINAKAM PATTY(PO), OTTAMCHATARAM(TK), DINDUGUL(DT). PH.9487074284 | CKMPT1 | Airtel | Tamil Nadu | GBT
IN-1031377 | CHINALAMPATTI BSC | 10.2728 | 77.9208 | SF No. 141, Subiah Thevar Street, Ambathurai,Keelakottai Village, Chinlampatti | 6026 | Vodafone | Tamil Nadu | GBT
IN-1061390 | CHINNALAMPATTI1 | 10.2835 | 77.9183 | Kumaran Jewellers, High School Road , Poonjolai , Chinnalapatti | CNPT1 | Airtel | Tamil Nadu | RT Tower
IN-1060493 | COLLEGE ROAD | 10.4447 | 77.5244 | MR. ANWARDIN, 70/160, NEAR HP PETROL BUNK, DINDUGAL MAIN ROAD, PALANI.. PH- 98421-01551, 94420-27555 | PLNI13 | Airtel | Tamil Nadu | GBT
IN-1062327 | DGL BSC | 10.3655 | 77.9732 | SHARED SITE Tata Site,Mr.S.Shanmugam,No.73,Pensioner Street,Dindigul. | DGL10 | Airtel | Tamil Nadu | RT Tower
IN-1062696 | DHARAPURAM ROAD | 10.4915 | 77.745 | MRS.P.KUPPATHAL,W/O.V.R.PALANISAMY,297,B4,DHARAPURAM ROAD,OOTANCHATTRIAM POST,DINDUGAL-624619.PH:9486467008 | ODCM3 | Airtel | Tamil Nadu | RT Tower
IN-1061392 | DINDIGUL2 | 10.3648 | 77.9694 | Kasturi Lodge,72-West Car St, Dindigul-1 | DGL02 | Airtel | Tamil Nadu | RT Tower
IN-1060655 | GANDHIGRAM UNIVERCITY | 10.2835 | 77.9273 | MR.SUBRAMANI.S,S/O.SUDALAI CHETTIYAR,DINDIGUL MAIN ROAD,GANDHIGRAMAM,DINDIGUL DIST.PH:94863-75975 | CNPT4 | Airtel | Tamil Nadu | GBT
IN-1062268 | GOVINDAPURAM | 10.3696 | 77.9739 | Mrs.R.Lalitha,T.S.No.539/3,No.14A/92,3Rd Street,Naicker New Street,Govindapuram East,Dindigual Dist.-624 001.Ph:0451-2431772 | DGL11 | Airtel | Tamil Nadu | RT Tower
IN-1062687 | GOWNDAMPALAYAM | 10.4572 | 77.517 | MRS.M.DHANALAKSHMI, W/O.MR.S.K.MURUGESAN, T.S.NO.22/2B3, NO.105, NEW DHARAPURAM ROAD, PALANI, DINDUGAL DIST - 624 601. PH:04545-250341(REMARKS: MR. M.SENTHIL BOOPATHY S/O.MR.S.K.MURUGESAN) | PLNI8 | Airtel | Tamil Nadu | RT Tower
IN-1082917 | I.VADIPATTI | 10.6131 | 77.7538 | OPEN LAND OF MR.A.M.NATHU THURAI,I.VADIPATTI | IVDPT1 | Airtel | Tamil Nadu | GBT
IN-1031503 | INDIAN COMPLEX | 9.9186 | 78.1122 | 14-15, West MarKet Street, Madurai-625 001 | 2403 | Vodafone | Tamil Nadu | RT Tower
IN-1060689 | INDIRA NAGAR | 10.4584 | 77.5126 | MR.A. SHANMUGAM, NO 33, SRI MAHALAXMI MILLS, GOUNDER ATTERI ROAD, PALANI TK, DINDUGAL- 624601.. PH- 99652-64931, 04545-242621 | PLNI11 | Airtel | Tamil Nadu | GBT
IN-1079252 | JAWADUPATTI | 10.5768 | 77.8124 | V.AMMERTHAM AMMAL, W/O.VELAUSAMY, M.V.M.RICE & VIL MILLS | JWPTI1 | Airtel | Tamil Nadu | GBT
IN-1117485 | K.KALUPATTI | 10.5033 | 77.7926 | Open Land Of Mr.P.Ravichandran,K.Kalupatti Villege,Vedasendur Road,Kalanjipatti P.O.,Odanchatram T.K.,Dindigul,Ph No-9942866119 | KKLPT1 | Airtel | Tamil Nadu | GBT
IN-1059812 | KALIMANDHAYAM | 10.5738 | 77.7019 | Mr.V.Venkatachalam,Sf.NMr.V.Venkatachalam,Sf.No.121/2,Vadakku Thottam,N.K.Patti,Kalimanthayam Post,Ottachatiram Taluk,Dino.121/2,Vadakku Thottam,N.K.Patti,Kalimanthayam Post,Ottachatiram Taluk,Dindigu | KLMDH2 | Airtel | Tamil Nadu | GBT
IN-1059856 | KALIMANDHAYAM | 10.6207 | 77.6601 | MR.KARUPPANA GOUNDER,SF.NO.810/2,NEAR VINAKAYA SPINNING MILLS,THUMICHIPALAYAM,SALAI KINATHU VALI THOTTAM,KALIMANTHAYAM,OTTACHANTHARAM TALUK,DINDGUL DIST.-624 616.PH:99422-91317 | KLMDH1 | Airtel | Tamil Nadu | GBT
IN-1030474 | KALLIMANDHAYAM | 10.5917 | 77.6884 | M. Veerappan, SF NO 488/2A, & 487, / 2A, Open Land, Near Reliance Tower, Kaliyappa Gounden Valasu, Kallimandayam, Ottanchathra Tk, Dindugal Dt 624 616, Ph 9865641429 | 2410 | Vodafone | Tamil Nadu | GBT
IN-1031133 | KALUKUDI | 10.3243 | 77.9124 | Mr.Kulandairaj, S/o.Irudayam, 3/182, Kallukadai, Myilkalpatty road, Vachampatti Via, N.Panchampatti, Dindigul - 624 302, 98420-76576 | 2288 | Vodafone | Tamil Nadu | GBT
IN-1059334 | KAMALAPURAM | 10.2323 | 77.9064 | R.Thomas Johnson, Survey No: 279/1D, Palani Road, Kamalapuram, Nilakottai Tk, Dindigul Dist-624206. Ph: 0451-2453382 | KMLPM1 | Airtel | Tamil Nadu | GBT
IN-1059433 | KANAKANPATTI | 10.4696 | 77.5793 | S.Ravichandran, Sf No: 112/1A1, No; 5/174, Salai Thottam, Backside Of Sbi, Kanakampatty Post, Dindigul Dist-624213. Ph: 936-7-08899, 04545-215248 | KNKPT1 | Airtel | Tamil Nadu | GBT
IN-1059124 | KANNIVADI | 10.3797 | 77.8316 | Solaiappan, S/O. Palanisamy, 10Th Ward, Mariamman Koil Street, Opp To Reliance Tower, Kannivadi Post, Dindigul Dt. - 624705 / 04343-231725 | KANVD1 | Airtel | Tamil Nadu | GBT
IN-1083314 | KARATUPATTI | 10.485 | 77.8862 | RASIMMA IDU & VARADHARAJAN S/O KUPPU SAMY IDU MANRKOTTAI, GURUTHA ICKANUR POST Tamil du | KRTPT1 | Airtel | Tamil Nadu | GBT
IN-1117478 | KARISALPATTI | 10.3527 | 77.8579 | Open Land Of Mr.Arogyam,Karisalpatti Villege & P.O.,Attur T.K.,Dindigul.Ph:9788423104 | KARIS1 | Airtel | Tamil Nadu | GBT
IN-1106476 | KAVERIAMMAPATTI | 10.4972 | 77.7 | R.AMARESAN, S/O.RANGA SAMY GOUNDER, NO.2/21.KAVERI AMMA PATTY, OTTANCHATRAM(TK), DINDUGUL-624 619. | KVRMP1 | Airtel | Tamil Nadu | GBT
IN-1030872 | KEERANUR | 10.6144 | 77.7285 | Mr.A.M.nthudurai, SF.NO.371/5, Near Govt Primary Health Centre, Edaiyakottai Main Road, Kalimandayam, Keeranoor Ottachatiram, Dindigul, Ph-9865014283 | 1536 | Vodafone | Tamil Nadu | GBT
IN-1128470 | KODAICHRSTIANCOLLGEMETRO | 10.2445 | 77.5306 | KODAICHRSTIANCOLLGEMETRO | 183 | Vodafone | Tamil Nadu | RT Pole
IN-1031603 | KODAIBUSTAND | 10.2353 | 77.4928 | Hotel JC grand,Opp to BUS Stand,Kodaikal | 6039 | Vodafone | Tamil Nadu | RT Tower
IN-1030956 | KODAICHRISTIANCLGE | 10.249 | 77.5296 | Mr.Richard, Kodaikannal christian college, prakahapuram, Kodaikanannal, 04542-242216, 98652-75770 | 1994 | Vodafone | Tamil Nadu | GBT
IN-1061459 | KODAIKANAL1 | 10.2353 | 77.4928 | Woodwille (Opp. Bus Stand), Kodaikanal - 624101 | KDKL1 | Airtel | Tamil Nadu | RT Tower
IN-1061460 | KODAIKANAL2 | 10.2532 | 77.5016 | Friends Cottage, Near Kurinji Temple, Kodaikal | KDKL2 | Airtel | Tamil Nadu | RT Tower
IN-1106830 | KODAIYURUMBU | 7 | 65 | R.PALANISAMY, S/O.RANGASAMY CHETTIYAR, OLD NO.2/157.NEW NO.2/365.PALAYAPATTI, KODAIYURUMBU(PO), OTTANCHATTRAM(TK), DINDUGUL(DT). PH.9952419414 | KDYRM1 | Airtel | Tamil Nadu | GBT
IN-1106762 | KORIKADAVU | 7 | 65 | V.DHANDAPANI SOLAKAR, S/O.VELUSAMY SOLAKAR, 3/81.SOUTH STREET, KORIKADAVU, NARIKKALPATTY(PO), PALANI(TK), DINDUGUL(DT)-624618. PH.9843686832 | KRKDV1 | Airtel | Tamil Nadu | GBT
IN-1107074 | KORIKADAVU | 10.5579 | 77.4788 | S.Gandhimathi, SF No: 635/1, Narikalpatti post, Thappampatti, Palani TK, Dindigul Dt - 9787380608, 9486668858 | 4657 | Vodafone | Tamil Nadu | GBT
IN-1059816 | KOSAVAPATTY | 10.5276 | 77.7305 | Mr.K.Periyasamy,Sf.No.315/7,315/7A,Salai Thottam,Kosavapatti,Thangachiammapatty Post,Ottachatiram Taluk,Dindigul Dist.-624 612.Ph:98427-93310 | KSVPT1 | Airtel | Tamil Nadu | GBT
IN-1031138 | KOTHAYAM | 10.558 | 77.6204 | Mr.Karuppana gounder, S/o. Murugaya gounder, SF No: 691/2A2, No:4/33, South street, Chathirapatti via, Kothayam post, Ottanchatriram TK, Dindigul - 624 614 / 98433-36800 | 2486 | Vodafone | Tamil Nadu | GBT
IN-1086602 | KUNDALAPATTI | 7 | 65 | ALAGARSAMY,S/O.SHANMUGAVEL,KUNDALAPATTI,NALAKOTTAI(TK),DINDUGUL(DT).PH.9944242483 | KNLPT1 | Airtel | Tamil Nadu | GBT
IN-1069357 | KUTHANAIKANPATI | 10.1036 | 77.8365 | Mr.Kamaraj, C/o. KUMARASWAMY,KUTHUNAIKANPATTI,NILAKOTTAI TALUKA,MADURAI DIST.PP KAMARAJ,954543291391 | 3249 | Vodafone | Tamil Nadu | GBT
IN-1106782 | KUTHULIPPAI | 7 | 65 | P.SELVARAJ, S/O.PERIYASMY GOUNDER, NO.2/77.KUTHILLUPPAI)PO), OTTANCHATRAM(TK), DINDUGAL(DT)-624712. PH.9789489189 | KUTHU1 | Airtel | Tamil Nadu | GBT
IN-1106699 | KUTTATHUAVARAMPATTI | 10.3746 | 77.9 | Airtel OPEN LAND OF MR.B.SANTHAM,NO-3,KUTHATHUPATTI VILLEGE & P.O.,DGL T.K. & DISC., PH NO-9486301109 Tamil du | KTAPT1 | Airtel | Tamil Nadu | GBT
IN-1077843 | M.ATHAPPANPATTY | 10.6642 | 77.783 | P.BALUSAMY, S/O.PALANISAMY, S.F.NO.224/2. M.ATHAPPA PATTY(PO) | MPPTY1 | Airtel | Tamil Nadu | GBT
IN-1062886 | MAARIYAMMAN KOIL STREET | 10.1689 | 77.8561 | MR.P.MATHYSELVI, W/O.N.PRATHAPAN, S.NO.122/1, NO.15/17/1-1, MARIYAMMAN KOVIL STREET, YANPETTAI, NILAKOTTAI, DINDUGAL DIST - 624 208. PH:98422 49736 | NLKT2 | Airtel | Tamil Nadu | RT Tower
IN-1060425 | MADURAI ROAD | 10.1638 | 77.7621 | MR.ARJUNA PANDIYAN,SRI RAM SALES CORP.NO.5-1-171/1,DR.SERVAPALLI BUILDING,MADURAI MAIN ROAD,VATHALAGUNDU,DINDIGUL DIST.-624202.PH:98421-51967./ 04543-262794 | BTGU3 | Airtel | Tamil Nadu | GBT
IN-1106585 | MALANAMPATTI | 10.1676 | 77.8029 | K.PAPPATHI, W/O.P.S.KRISHN, MALLAMPATTY(PO), NILAKOTTAI(TK) DINDUGUL(DT)-624202. PH.9842691608 | MLNPT1 | Airtel | Tamil Nadu | GBT
IN-1062616 | MALLIKA ILLAM | 10.242 | 77.5031 | Sri Vishnu Engg Works Building, Kumali Road,Kambam | KDKL6 | Airtel | Tamil Nadu | RT Tower
IN-1030655 | MANNUR_CBZ | 10.5095 | 77.484 | Mannur Pallivasal Manibakadu, Contct Mr, Syed Abubakker, Old Dharapuram Road, Main Road, Mannur, Palani Tk, Dindigul Dt, Ph 94433 45048 | 1033 | Vodafone | Tamil Nadu | GBT
IN-1076960 | MARAKKAMPATTY | 10.6725 | 77.806 | P.SHADAIYAPPAN GOUNDER, S/O.PERIYA GOUNDER, S.F.NO.128/3B3. MARKAMPATTY(PO) | MRKPT1 | Airtel | Tamil Nadu | GBT
IN-1059889 | MATTUPATHAI | 10.4738 | 77.6214 | MR.N.CHINNA KALIAPPAN,S.NO.57/4, CHINTHAVADAMPATTI, MATTUPATHAI PIRIVU, OTTANCHATIRAM-TK.,DINDUGAL DIST - 624614 PH: 9444019415 | MATTU1 | Airtel | Tamil Nadu | GBT
IN-1128420 | MPSCOMPLEX | 10.4518 | 77.5164 | MR. PONNUSAMY, S/O. MUTHU, MPS COMPLEX | 2490 | Vodafone | Tamil Nadu | RT Tower
IN-1061698 | MULTITECH COMPUTERS BUILDING | 10.4533 | 77.5097 | Multitech Computers, 178 Big Bazaar Street, | PLNI2 | Airtel | Tamil Nadu | RT Tower
IN-1086679 | MUSUVANUTHU | 10.1286 | 77.8479 | J.RAJESWARI, W/O.P.JEYARAMAN, MUSUVATHU(PO), NILAKOTTAI(TK), DINDUGUL(DT)-624219. | MSNTU1 | Airtel | Tamil Nadu | GBT
IN-1060438 | N G R NAGAR | 10.4464 | 77.5345 | MR.MANOHARAN,S/O.MARIYAPPAN,LAND BACK SIDE OF APN LODGE,M.G.R.GAR,PALANI,DINDIGUL DIST.-624601.PH:04545-240338 | PLNI14 | Airtel | Tamil Nadu | GBT
IN-1106591 | NADAKOTAI | 10.0848 | 77.8167 | S.KAMATCHI, S/O-SADURAGIRI, MADAKOTTAI(PO), NILAKOTTAI(TK), DINDUGUL(DT)-624202. PH.04543-227728 | NADAK1 | Airtel | Tamil Nadu | GBT
IN-1059727 | NAIDUPURAM | 10.247 | 77.4889 | Mrs.M.Azeetha Banu,T.S.No.2,3&30,Land Opp.To Presentation Convent,Refile Range Road,Naidupuram,Kodaikanal,Dindigual Dist.-624 101.Ph:04545-241568.Remarks:(Mr.Raja Mohammed Is A Brother Of Azeetha Banu | KDKL4 | Airtel | Tamil Nadu | GBT
IN-1030798 | NALROAD | 10.6492 | 77.6352 | Mr.P.Sivasubramaniam, SF No: 105/1A, Appiyampatty lroad post, Ottanchatram TK, Dindigul - 624 616 / 045532-65507 | 1198 | Vodafone | Tamil Nadu | GBT
IN-1059183 | NARIPATTI | 10.4534 | 77.8273 | R.Perumal Swami & P.Saravanan, Sf No: 993/3C, 994/2A, Old No: 2/51, New No: 2/171, Periya Palathu Thottam, Pottinaickenpatti, Palakkanuthu Post / 94433-94157 / 0451-2554342 | NRPTI1 | Airtel | Tamil Nadu | GBT
IN-1030768 | NEIKARAPATTI | 10.4459 | 77.4638 | I. Kadar Mutheen, CKP Road, Neikarapatti Post, Dindugal, Palani. Ph 93451 47389 | 463 | Vodafone | Tamil Nadu | GBT
IN-1059617 | NEIKKARAPATTI | 10.4461 | 77.4637 | S.K.I. Umar Farook, Sf No. 23/3C, Chinna Kalayamputhur Road, Neikarapatty, Palani Tk, Dindigul Dt-624615, Ph: 04545-255878 / 93450 25663 (Acq Kvg) | NKPTY1 | Airtel | Tamil Nadu | GBT
IN-1061630 | NILAKOTTAI | 10.1653 | 77.8531 | Chitra Devi Building# 12-4-2/2, Chatram North Street, Nataraja Puram, Nillakottai | NLKT1 | Airtel | Tamil Nadu | RT Tower
IN-1031400 | ODDCHTRMBB | 10.4919 | 77.7708 | Existing Backbone site, Ottanchatram ( BB converted to BTS ) | 1443 | Vodafone | Tamil Nadu | GBT
IN-1087266 | PALAMRAJAKAPATTI | 10.3964 | 77.9336 | V.Arumugam, SF No: 23/2, 3/588, palamrajakkapatti, Kuttathupatti TK, Dindigul - 624 002, 98650-16543 | 3975 | Vodafone | Tamil Nadu | GBT
IN-1031444 | PALANI | 10.4483 | 77.5219 | Aishwary Hospital, 72-B,Dindigul Road, Palani | 1029 | Vodafone | Tamil Nadu | RT Tower
IN-1062328 | PALANI BYE PASS ROAD | 10.3742 | 77.9496 | Mr.S.P.Chokalingam,S.F.No.73/1,Sona Tyres,Palani Bye Pass Main Road,Meenachi Naickenpatty Post,Dindigul Dist.-624 02.Ph: | DGL12 | Airtel | Tamil Nadu | RT Tower
IN-1059192 | PALLAPATTI | 10.1388 | 77.91 | A.Murugan, 5/147, South Street, Pallapatti, Old Murugan Theatre - 624 215 / 9865943294 , 04543-238048, 238415 / 04343-231725 | PALPT1 | Airtel | Tamil Nadu | GBT
IN-1059459 | PANNAIKADU | 10.2771 | 77.6277 | G.Velkumar, Sf No: 620/1A, Door No: 3-20/12-3-20, Aladaipatty, Pannaikadu, Kodaikannal Tk, Dindigul - 624210 / 98405-67533 , 0454-256411, 9842499709 | PNIKD1 | Airtel | Tamil Nadu | GBT
IN-1060281 | PAPPAMPATTI | 10.4447 | 77.4048 | MR.P.DHARMARAJ,SF NO,98,KAMARAAJ SALAI,PAPAMPATTI POST,PALANI TALUK,DINDUGAL DIST-624 621-PH-04545 260459 | PAMPT1 | Airtel | Tamil Nadu | GBT
IN-1060598 | PARAIPATTY | 10.3132 | 77.8611 | MR.T.MEEKSHI AMMAL W/O.THANGAM, S.NO.750/2, NO.2/71, S.PARAIPATTY POST, SEMPATTI VIA, DINDUGAL DIST - 624 308. PH:99657 57982 | PRIPT1 | Airtel | Tamil Nadu | GBT
IN-1062473 | PARK ROAD | 10.4454 | 77.5176 | UDUMALPETTAI SAMAYAPURAM AAYERE VYSIYAR SANGAM THIRUMA MANDAPAM, NO.3, POONGA ROAD, ADIVARAM, PALANI, DINDUGAL DIST - 624 601. PH:94434 69915 | PLNI6 | Airtel | Tamil Nadu | RT Tower
IN-1030849 | PATVRNPATI | 10.2135 | 77.763 | K.Vingeswara Raja, S/O. M.Karthikeyan, 2/334, llatheneer, Well Water Street, Pattiveeranpatti, Dindigul - 624 211 | 846 | Vodafone | Tamil Nadu | GBT
IN-1060444 | PEGAMBUR | 10.3461 | 77.9504 | MR.D.RAMJI,W/O,PATTEL KANTHA RAMJI,SHIVA SHAKTHI SAW MILL,VATALAKUNDU BYEPASS ROAD,PALAPATY VILLAGE,BEGAMPUR POST,DINDUGAL-624 002-PH-98423 78888 | DGL26 | Airtel | Tamil Nadu | GBT
IN-1117517 | PERIYAKOTAI | 10.5095 | 77.6786 | Open Land Of Mr.dhandabani,rediyapaty Road,periyakoti Villege & P.o.,chatrampaty Via,odamchatram T.k.,dindigul. | PRIKT1 | Airtel | Tamil Nadu | GBT
IN-1060235 | PILLAYAR NATHAM | 10.3327 | 77.9307 | MR.M.GOVINDARAJ,S/O.MUTHAMMAL,SF.NO.299/1A,PILLAIYAR THAM PIRIVU,SEMPATTI MAIN ROAD,PITTHALA PATTI ROAD,DINDIGUL DIST.-624 002.PH:94433-80406 | PNTHM1 | Airtel | Tamil Nadu | GBT
IN-1086115 | PODUVARPATY | 10.5167 | 77.6285 | OPEN LAND OF MR.BANJIYAPPA GOUNDER,PODUVARPATY VILLEGE & P.O.,CHATRAMPATY VIA,ODDANCHATRAM T.K.,DGL,PH NO-9786845714 | PDVPT1 | Airtel | Tamil Nadu | GBT
IN-1030688 | PSNACOLLEGE | 10.4129 | 77.9038 | Mr. Mayandi, Opp PS College, Land Near Airtel sites, Palani Main Road, Kabirayan Kullam , Dindugal. Ph 98940 43738 | 537 | Vodafone | Tamil Nadu | GBT
IN-1086817 | PUDUKOTAI | 10.4497 | 77.6456 | K.NALLATHAL, W/O.KARUPUSAMY, PUDHUKOTTAI, SATHRAPATTI(PO), OTTACHATRAM,(TK), DINDUGAL (DT). PH:9843995053 | PDUKT1 | Airtel | Tamil Nadu | GBT
IN-1128459 | PULATHUR | 10.2242 | 77.6627 | S.P.JANASEKARAN, S/O.PERUMAL, SF NO: OLD 401, NEW 588/1, | 376 | Vodafone | Tamil Nadu | GBT
IN-1086834 | PULIAMPATY | 10.5008 | 77.535 | P.DEVA KARUNAKARAN, S/O.K.PALANISAMY, NO.6/24. OLD POST OFFICE ROAD, LAKSHMI PURAM, PALANI(TK), DINDUGUL(DT). PH.9245106849. 9344736437 | PMPTY1 | Airtel | Tamil Nadu | GBT
IN-1127379 | PULYURNATHAM | 10.5373 | 77.833 | Nachi Muthu,Puliyur Natham, | 2943 | Vodafone | Tamil Nadu | GBT
IN-1106559 | R.PUDUR | 10.5578 | 77.8333 | N.VELUSAMY, S/O.LLAPPA GOUNDER, R.PUDUR, JOGIPATTY(PO), IDAKOTTAI(VIA), OTTANCHATRAM(TK), DINDIGUL(DT). PH.9486227365 | RPUDR1 | Airtel | Tamil Nadu | GBT
IN-1116855 | R.V.NAGAR | 10.3593 | 77.9654 | Mr.T.Kulandhai Velu Pillai,S/O.Thangavelu Pillai,Ts.No.353/3B,R.V.Nagar,Murugan Kovil Road,Dindigul Dist.-6240001.Ph:93644-49779/0451-2433578 | DGL31 | Airtel | Tamil Nadu | GBT
IN-1062388 | RAILWAYS CROSSING AREA | 10.4851 | 77.7622 | MR. P. THIRUPATHISWAMY, NO.55/2A, D.NO.1025/4F1, SOCIETY COLONY, TMT BUS DEPOT BACKSIDE, OLD OTTANCHATIRAM CHECK POST, DINDUGAL DIST. | ODCM2 | Airtel | Tamil Nadu | RT Tower
IN-1060050 | REDDIYAR CHATRAM | 10.4292 | 77.8682 | MRS.R.PAPPATHIYAMMAL SURVEY NO.712/2B1E,NEAR PANCHAYAT OFFICE,REDDIYARCHATHIRAM POST,REDDIYARCHATHIRAM,DINDUGAL DISTRICT- 624 622. | REDDY1 | Airtel | Tamil Nadu | GBT
IN-1232244 | RENGAPPANAIKANPATTI | 10.0846 | 77.7251 | RGNPT1,INFRATEL ,C.PONRAJ, S/O.CHINNAMA NAIYEDU, | RGNPT1 | Airtel | Tamil Nadu | GBT
IN-1031170 | SALAIPUDUR | 10.2274 | 77.8137 | S.Subbaya, 2/34, Salaipudur, senkattampatty post, sidhyankottai Via, Dindigul Dt, 99421-11720 | 2293 | Vodafone | Tamil Nadu | GBT
IN-1062594 | SATTAM PILLAI STREET | 10.3595 | 77.9695 | G.KANDHASAMY,N T.S.NO. 187, NO.29, SATTAM PILLAI STREET, BIG BAZZAR STREET, DINDUGAL DIST-624001, PH:9894807099 | DGL20 | Airtel | Tamil Nadu | RT Tower
IN-1060037 | SAWRIPALAYAM | 10.3471 | 77.9626 | MR.J.SURIYAKUMAR,TS.NO.1472/1 &NEW TS NO.1705,NO.1,SAHAYAMATHAPURAM,SAVARIPALAYAM,BAHAMBOUR POST,DINDIGUL DIST.-624 002.PH:92452-71527. | DGL22 | Airtel | Tamil Nadu | GBT
IN-1059390 | SEMPATTI | 10.2807 | 77.8725 | Mr.P.Laxman, Land Behind Bp Petrol Pump , Land Behind Petrol Pump, Sempatti. Dindigul Dt - | SMPTI1 | Airtel | Tamil Nadu | GBT
IN-1059871 | SEVUGAMPATTI | 10.1978 | 77.8036 | Mr.a.nagarajan, S.f.no.19/4b, No.19, Main Road, Near Kaliamman Koil, Sevugampatty, Nilakottai Taluk, Dindigul Dist.-624 271 .ph:98654-91757 | SGMPT1 | Airtel | Tamil Nadu | GBT
IN-1059796 | SHANMUGA NADHI | 10.4556 | 77.4938 | Mr.K.Saravana Kumar,Sf.No.352/2B,No.867-A,Kalayamuthur Post,Shanmuga Nadhi,Palani Taluk,Dindigul Dist.-624 625.Ph:98942 08404 | PLNI5 | Airtel | Tamil Nadu | GBT
IN-1060558 | SHANMUGAMPURAM | 10.4542 | 77.5222 | MR. MANJOOR AHAMAD, LAND NEAR OWNER HOUSE, LION'S 2ND CROSS STREET, SHANMUGA PURAM, PALANI- 624601.. PH- 98421-01551, 94420-27555 | PLNI12 | Airtel | Tamil Nadu | GBT
IN-1059711 | SILUKKUVARPATTI | 10.1512 | 77.8901 | Mr.K.Subramani,S.F.No.168/1B,168/2B,&168/3B,Silukkuvarpatti Post,Nilakottai Taluk,Dindigul Dist.-624 215.Ph:04543-233327 | SLKPT1 | Airtel | Tamil Nadu | GBT
IN-1101292 | SILVARPATTI | 10.4459 | 77.9087 | OPEN LAND OF MR.N.SATHIVEL,SILVARPATTI VILLEGE & P.O.,ATTUR T.K.,DINDIGUL,PH NO-9363217991 | SLVPT1 | Airtel | Tamil Nadu | GBT
IN-1106604 | SINDALAPATY | 10.5453 | 77.7542 | Mr.P.Kuppusamy, Survey No;142/2A,143/2B,144/2B, situated at Open land, Odapatty Road, Sindalapatti, Dindugal District - 624 619, Ph:9443218320 & 9443704377 | SNDLP1 | Airtel | Tamil Nadu | GBT
IN-1074863 | SINGALAGUNDU | 10.3678 | 77.9037 | A.Velankanni, SF No: 30/3B, No: Kuttathu avarampatti, Vembur Via, Sinthalagundu, Dindigul - 624 002, / 0451-2480036 | 3482 | Vodafone | Tamil Nadu | GBT
IN-1031190 | SITHAREVU | 10.2444 | 77.783 | R.Ramu, 1, North street, Sitheravu, jayampalayam via, Dindigul , 93626-85835 | 2257 | Vodafone | Tamil Nadu | GBT
IN-1059712 | SITHAREVU | 10.2438 | 77.7816 | Open Land Of Mr Vellasamy, Owner Of Meenaxi Cinema Theatre, Near Narayanan Hotel, Sitharevu, Dindigul Dist. | SREVU1 | Airtel | Tamil Nadu | GBT
IN-1059715 | SITHAYANKOTTAI | 10.2661 | 77.8351 | Mr.S.K.Mohammed Ali, S.F.No.1374/1, 1374/2,1373/3B,&3D ,Plot No.42, Sithyankottai To Sedapatty Main Road, Sithayankottai, Dindigul Dist.-624 708. Ph:94436-81184 | SYKTI1 | Airtel | Tamil Nadu | GBT
IN-1106611 | SIVAGANAPURAM | 10.1105 | 77.8041 | MUTHULAKSHMI, W/O.SENIYA PILLAI, 2/65.SIVAGAPURAM, KULLICHETTY PATTY(PO), NILAKOTTAI(TK), DINDIGUL(DT). PH.9787107084 | SVNRM1 | Airtel | Tamil Nadu | GBT
IN-1061697 | SKN BOARDING AND LODGING | 10.4495 | 77.5204 | Skn Boarding And Lodging (P) Ltd,51, Dindigul Road,Palani(9842178989) | PLNI1 | Airtel | Tamil Nadu | RT Tower
IN-1059713 | SRIRAMAPURAM | 10.4356 | 77.8056 | Mr.N.Sahul Hameed,S.F.No.585/1,Neikara Thottam,Palani Main Road,Sriramapuram,Dindigul Dist.-624 622.Ph:2555686 | SRIPM1 | Airtel | Tamil Nadu | GBT
IN-1060031 | SRIRANGANCHETTIYAR STREET | 10.2885 | 77.9164 | MR.S.N.GOVINDARAJANMRS.G.BANUMATHISNO.1OLDNO.14NEWNO.15/3,SHRI,RANGANCHETTIYAR STREET,CHINNALAMPATTY POSTDINDIGULTALUK,DINDIGUL DIST-624301PH:04512452257 | CNPT2 | Airtel | Tamil Nadu | GBT
IN-1086139 | THALAIYUTHU | 10.5181 | 77.4383 | AIRCEL TOWER AT MR.NACHIMUTHU,MANDAITHOTTAM,THALAIYUTHU VILLEGE,NARIKALPATY P.O.,PALANI T.K.,DINDIGUL,PH NO-9788793915 | TLYTH1 | Airtel | Tamil Nadu | GBT
IN-1070475 | THANDIKUDI | 10.3038 | 77.6635 | R.P.S.Rajeswari, SF No: 321/2, Near Goodwill swamy malai, Patlangadu, Thandigudi post, Kodidakannal TK, Dindigul Dt - 624 216 / 94424-63449 | 2277 | Vodafone | Tamil Nadu | GBT
IN-1107064 | THARUMATHUPATY | 10.0686 | 77.7794 | MR.V.MUKKAMAYAN, V.VEERATHAVAR, S/O-VELLAYANDI THEVAR, THARUMATHUPATY VILLEGE, VEERUVEDU P.O., NILAKOTAI T.K., DINDIGUL(DT) PH.9786682124 | TRMPT1 | Airtel | Tamil Nadu | GBT
IN-1059708 | THATTANKULAM | 10.4572 | 77.5274 | Open Land Of Mr Gopal,Land Adjecent To Door No-281/W3,Sitha Nagar,Puddunagar,Thattankulam,Palani,Dindigul-Dist,Contact-Mr Mani | PLNI4 | Airtel | Tamil Nadu | GBT
IN-1062570 | THIRUVALLUVAR ROAD | 10.4496 | 77.5216 | MR.K.EASHWARAN,R.S.NO.20/1DHANABAL COMPLEX,NO.23/2,THIRUVALLUVARSALAI,SHANMUGAPURAM,PALANI,DINDIGUL DISTRICT-624601,PH:9442037084/9443829783 | PLNI7 | Airtel | Tamil Nadu | RT Tower
IN-1031287 | THOPPAMPATTI | 10.5741 | 77.5288 | Mr. Ramaraj, No 2/26, Thoppampatti Post, Palani Taluk, Dindugal District 9. Ph 94430 66998 | 416 | Vodafone | Tamil Nadu | GBT
IN-1106561 | THUMPALAPATTI | 10.5368 | 77.5167 | MR.K.Kanthaswamy, Survey No:217/3 Situated at No:1/119, Thumpalapatti post,Rakan Thottam, Thumpalapatti, Palani Taluk, Dindigul District - 624617. Ph:9843421907 | TMPTY1 | Airtel | Tamil Nadu | GBT
IN-1106508 | VALAIYAPATTY | 10.6241 | 77.85 | P.THIRUPATHI SAMY, S/O.PONNUSAMY GOUNDER, VALAIYAPATTY(PO), IDIYAKOTTAI(VIA), OTTAMCHATARAM(TK), DINDUGUL. PH.04553-203634 | VALPT1 | Airtel | Tamil Nadu | GBT
IN-1106750 | VALAYAPATTI | 10.0792 | 77.7492 | K.AMMAPILLAI, W/O.KONTHAL, VADAKKU VALAIYA PATTY, RAJATHANIKKOTTAI(PO), NILOKOTTAI(TK), DINDUGUL(DT)-624220. PH.04543-227343 | VYAPT1 | Airtel | Tamil Nadu | GBT
IN-1106609 | VILAMPATTI | 10.0898 | 77.8667 | A.KARUPAYA, S/O.ATHIMOOLAMPILLAI, VILAMPATHY(PO), NILAKKOTTAI(TK), DINDUGUL(DT)-642219. PH.9444501359. 044-22781359 | VILPT1 | Airtel | Tamil Nadu | GBT
IN-1059349 | VIRUPACHI | 10.4666 | 77.7028 | Mr. V. Senthilthan, Survey No. 268/1, No. 4/17, S/O. Mr.P. Velliasamy, Kaliamman Kovil Sreet, Virupachi, Dindigul Dist.- 624614 | VRPCH1 | Airtel | Tamil Nadu | GBT
IN-1031119 | VIRUVEEDU | 10.0933 | 77.7753 | R.Murrari, S/o, Rengan, SF No: 165/5B2, 55, Sakilia patti, Malliyampatti, Kunnuvaram kottai post, Nilakottai Tk, Dindigul Dt / 98657-28277 | 2193 | Vodafone | Tamil Nadu | GBT
IN-1059995 | WEST AAYAKUDI | 10.448 | 77.5454 | MR.S.KARUPUSAMY,S/O.CHENNIPAGOUNDER,1/C2,ITOHR.SEC.SCHOOLOPPOSITE,AYAKUDI POST,PALANI-624613.PH:9245296012 | AKUDI2 | Airtel | Tamil Nadu | GBT
IN-1097423 | KANAGANAYAKAMPATTI | 10.4775 | 77.5977 | R.Dharmaraj S/o.Ramasamy Gounder , Ponthal ,w/o.R.Dharmaraj, No:9/16 , Kakanpatti Post , Palani TK , Dindigul - 624213 | 3969 | Vodafone | Tamil Nadu | GBT
IN-1098574 | DGL MAIN ROAD | 10.4886 | 77.7562 | KM Mohamad Ibrahiam, S/O AK Mohamad Usain, 96 DGL Main RD, Ottamchatram,.624619. Ph:9442333855 | 179 | Vodafone | Tamil Nadu | RT Tower
IN-1110050 | KARIYAMPATTI | 10.64 | 77.7283 | PALANISAMY,S/O: KUPPA GOUNDER,KARIYAM PATTI(PO),KALIMANDHYAM(VIA),ODDANCHATRAM(TK),DINDIGUL-624616 PH NO-9442338383 | KRMTI1 | Airtel | Tamil Nadu | GBT
IN-1109980 | S R G PUDUR | 10.5304 | 77.7723 | MR.R.SIVASAMY, S/O,RAMASAMY GOUNDER, 4/92, SRG PUDUR VILL, THANGACHAMMAPATTI PO, ODDANCHATRAM TK, DINDUGAL | SRGPR1 | Airtel | Tamil Nadu | GBT
IN-1073334 | ARKAY GLENROCK PVT LTD | 10.2494 | 77.8723 | Canteene Building of Arkay Glenrock (P) Ltd,7/23B,Nilakottai road,panchamalaya kottai,Near sempatti,Dindugal dist, pin-624707,no-0451-2556755 (office),9894666744 | GLNRK1 | Airtel | Tamil Nadu | RT Tower
IN-1110057 | DEVATHUR | 10.5476 | 77.793 | KALIYAPPA GOUNDER,DEVATHUR(PO),ODDANCHATRAM(TK),DINDIGUL-624614 PH NO-9787243802 | DVTHR1 | Airtel | Tamil Nadu | GBT
IN-1112734 | VEERALAPATTI | 10.4851 | 77.6908 | Mr. R. Kalibomman, No.3/32, Chinna Karatupatti, Veeralapatty post, Ottanchathiram Taluk, Dindigul-624614 | 1144 | Vodafone | Tamil Nadu | GBT
IN-1110081 | APPANUTHU | 10.6396 | 77.5777 | Mr.N.Arun Kumars/Onattaithurai K.Keeranur,Kalimandayam Via Oddanchatram Taluk Dindigul Ph 9790048300 | APPNU1 | Airtel | Tamil Nadu | GBT
IN-1110056 | KOOTHAMPOONDI | 10.6199 | 77.5723 | K.KALISAMY,S/O:KARUPPANA GOUNDER,KOTTATHURAI(PO),PALANI(TK),DINDIGUL PH NO-9842150342 | KOTRI1 | Airtel | Tamil Nadu | GBT
IN-1110060 | PORULUR | 77.3729 | 10.3552 | N.KARUPPANA GOUNDER,S/O: NATCHIMUTHU GOUNDER,PORULUR(PO),KALIMANDHYAM(VIA),ODDANCHATRAM(TK),DINDIGUL PH NO-9843588570 | PORLR1 | Airtel | Tamil Nadu | GBT
IN-1094497 | VADAKAVUNJI | 10.3178 | 77.5843 | THAVAMANI,NO:193 VADAKAVUNJII POST, KODAIKOL, DINDIGUL | 5746 | Vodafone | Tamil Nadu | GBT
IN-1113058 | KANAVOIPATTI | 10.1851 | 77.7343 | MR.M.ERSHAD AHAMEED, SITE ADD:KAVOIPATTI THOPPU,GANGARUPATTI VIA, KAVOIPATTI VILLAGE& PO | KNVPT1 | Airtel | Tamil Nadu | GBT
IN-1110058 | KOOTHAMPOONDI | 10.6796 | 77.8123 | PALANI SAMY,S/O: VELLU SAMY,KOOTHAMPOONDI(PO),KALIMANDHYAM(VIA),ODDANCHATRAM(TK),DINDIGUL PH NO-9884414995 | KTPOD1 | Airtel | Tamil Nadu | GBT
IN-1108646 | KOOKAL | 10.2803 | 77.369 | A.Murugesan, S/o. Angappan Mudaliar, SF No: 334/2, Noolodai, Kookal post, Kodaikanl TK, Dindigul-624 103 / 98653-50571 / 04542-293341 | 2485 | Vodafone | Tamil Nadu | GBT
IN-1111712 | PERUMAL PUTHUR | 10.4124 | 77.4624 | MR.M.P.MAGUDESWARAN,S/O, PALANISAMY, PERUMALPUDUR | PRLDR1 | Airtel | Tamil Nadu | GBT
IN-1081350 | ETHILODE | 10.1103 | 77.8749 | Mr,Chinniaya, 1/123,Ethilodu.West street Nilakottai,Dindugal ph;9362627158 | 5569 | Vodafone | Tamil Nadu | GBT
IN-1113038 | KOMBAIPATTI | 10.1383 | 77.7933 | MR.K.PAPPAYAH, S/O,KAMPPAIYA, KOMBAIPATTI VILL, PU ,TALUK,BANDLAKUNDU SUB-DISTRICT DINDIGUL DISTRICT A | KMBTI1 | Airtel | Tamil Nadu | GBT
IN-1122228 | AANDIPATTI | 10.4401 | 77.3491 | Radakrishan, S/O Ramasani, Aandipatti village and post, Papanpatti via, Palani Tlk, Dindigul Dt-624621. Ph:9360365816. | 4429 | Vodafone | Tamil Nadu | GBT
IN-1110160 | KATTAKAMAMPATTI | 10.162 | 77.7292 | K.Palanivel, SF No: 960/3D, Old no: 22Y, New no: 191537, Indra colony, Kattakampatti, Nilakottai North, Dindigul TK-624 202, 99767-66098 | 942 | Vodafone | Tamil Nadu | GBT
IN-1092501 | ANAIPATTI | 10.386 | 77.9249 | Pallikoduthur,S/O.Kaveri Gounder,Perieri(V),Thorappadi(P),Chengam(Tk) | ANAPT1 | Airtel | Tamil Nadu | GBT
IN-1126661 | VEERAKKAL | 10.3224 | 77.8872 | AIRTEL TOWER,VEERAKKAL,VADDAKAMPATTI POST,DINDUGAL DIST. | VRKKL1 | Airtel | Tamil Nadu | GBT
IN-1134814 | SHANTHI POULTRY FARM | 10.6137 | 77.441 | Shanthi Poultry Farm Pvt. Ltd.,S.F.N.-101,102,Athimorathavalasu,Rajampatti( via),Palani Taluk,Dindugal district-624617,PH:-9994878680,9994878682,LM:-Open Land beside the administrative building inside | SNTHI1 | Airtel | Tamil Nadu | GBT
IN-1139330 | PACHALANAICKENPATTI | 10.4504 | 77.6016 | K.RAMARAJ S/O KUTTI NAIKAR,11/187 KOMBAIPATTI,KANNAKAMPATTI(PO)(VILL),PALANI(TK),DINDUGAL(DT),PH:9786139241 | 7088 | Vodafone | Tamil Nadu | GBT
IN-1139142 | JOGIPATTI | 10.5699 | 77.8485 | M.RAMASAMY S/O MUTHU KOUNDAR,PULLAKOUNDANUR,JOGIPATTI(PO),(VILL),OTTANCHATRAM(TK),DINDUGAL(DT),PH:C/O-ELANGO-9976999073 | 7041 | Vodafone | Tamil Nadu | GBT
IN-1137576 | LAXIMIPURAM | 10.3641 | 77.9732 | DIDUGAL BAZAAR ROAD,DINDUGAL | IDID0045 | Idea | Tamil Nadu | RT Tower
IN-1233248 | MANDAHAVADI | 10.5863 | 77.7164 | MANTHAVADI (PO), KALIMANTHAIYAM (VIA)OTTAANCHATHIRAM TK,DINGUGAL DT | 7280 | Vodafone | Tamil Nadu | GBT
IN-1132851 | SAVARIKADU | 10.3652 | 77.5477 | Mr.MANI THASILDAR,MrMARIAPPAN THASILDAR,C/O,VELMURUGAN TEA SHOP,SAVARIKADU,Vadakavunji village, KODAIKAL,DINDUGAL DISTRICT,PH.NO:+91-9842791412 | 4653 | Vodafone | Tamil Nadu | GBT
IN-1126667 | KOTHAIMANGALAM | 10.4215 | 78.0249 | P.MANGALARAJ S/O.PALANICHAMY , 1/151 PANDI THOTTAM, KOTHAIMANGALAM PO,PALANI TK, DINGUGAL DT.624618 PH: 9362665737 | KOTHA1 | Airtel | Tamil Nadu | GBT
IN-1126670 | CINNAKALAYAMPUTHUR | 10.4699 | 77.4701 | S.RAVINDRAN S/O SRINEVASAN,Survey No.120/5 , No. 3/2, ND-NAGAR-OPP-UNION SCHOOL V.K.MILLS CINNA KALAYAMBUTHAR{PO} PALANI-TK DINDUGAL DT-624615 PH:9965760794 | CKMPR1 | Airtel | Tamil Nadu | GBT
IN-1139327 | MANGARAI | 10.3949 | 77.8663 | P.RAMALINGAM S/O PALANISAMY,1/81 NORTH STREET,MANGARAI(PO)(VILL),REDDLARCHATRAM(VIA),ATTUR(TK),DINDUGAL(DT),PH:9976007085 | 7083 | Vodafone | Tamil Nadu | GBT
IN-1113057 | VIRALIPATTI | 10.1104 | 77.7261 | N.Sivakumar, S.No.233/2, Virapatty Village, Nilakottai Taluk, Dindigal District, 624001, ph.9442030429 | VRIPT1 | Airtel | Tamil Nadu | GBT
IN-1126663 | N.PANCHAMPATTY | 10.317 | 77.9249 | MR.M.ISAQ & M.YAHOPE, S/O,K.S.MADHALAIMUTHU, AROKIYAMADHA ST, N.PANCHAMPATTY VILL & PO, AATHUR TK, DINDUGAL DT, 624303. PH:9442882034. LANDMARK: CHURCH (150m TOWARDS NORTH EAST). | PHMPT1 | Airtel | Tamil Nadu | GBT
IN-1239372 | VADAGADU | 10.4593 | 77.7319 | K.Boopathi, S/o.Kuppa gounder, SF No: 1/1C, Ottanchatram to bachalur road, Vadakadu post, Ottanchatram TK, Dindigul DT - 624619, 94866-55067 | 7073 | Vodafone | Tamil Nadu | GBT
IN-1239415 | T.PANNAPPATTI | 10.4119 | 77.8158 | MR.S.V.SUNDARA SEKAR, S/O, VAIRATHEVAR, T.PANNAPPATTI, KANNIVADI VIA, ATTUR TK, DINDUGAL DT, PH:9894445526, 9940780830. | TPNPT1 | Airtel | Tamil Nadu | GBT
IN-1239323 | ODAPATTI | 10.5825 | 77.7771 | MRS.VIJAYALAKSHMI, 90/20,ODDANCHATRAM RD, ODDAPATTY VILL & PO, ODDANCHATRAM TK, DINDUGAL. PH:9445268299, 9444812254. LANDMARK: BSNL TOWER (150m TOWARDS SOUTH) | ODAPT1 | Airtel | Tamil Nadu | GBT
IN-1242373 | KANNAPATTI | 10.1061 | 77.7762 | TAMILSELVI W/O.P.AYYANKALAI, WEST STREET, KANNAPATTI& (PO), VIRUVEEDU (VIA), NILAKOTTAI(TK) ,DINDIGUL(DT) - 624220, PH:9655641295 . | KANPT1 | Airtel | Tamil Nadu | GBT
IN-1237135 | PANRIMALAI | 10.3569 | 77.7581 | P.Thanuskodi ramalingam, S/o.Perumal maniyam, SF No: 352/1A, pandrimalai village, pandrimalai post, perumparai via, dindugal tk, dindugal dt -624212, 94878-24860 | 266 | Vodafone | Tamil Nadu | GBT
IN-1241825 | VILPATTI | 10.2697 | 77.501 | R.PALANIYANDI F/O.B.ANANDHAN, MELA STREET,VILLPATTY,KODAIKANAL(TK),DINDIGUL(DT), PH:9965269135 | KDKL10 | Airtel | Tamil Nadu | GBT
IN-1245254 | KOTTUR | 10.1944 | 77.8481 | 54536Mrs.P.Jeeva, W/o.K.P.Panjamirtham, SF No: 68/1B, no:1/1, Appiickenpatti, kodangi icken patti post, Nillakottai tk, Dindigul-624208, 98422-11941, 99659-54536 | 7706 | Vodafone | Tamil Nadu | GBT
IN-1128027 | PERUMALMALAI | 10.2654 | 77.5457 | Mrs.Selvarani w/o Pitchai, Advocate, Main road, perumalmalai, Kodaikkal, Dindugal Dist - M : 9445120207.Dindugal Dist - M : 9445120207 | 1996 | Vodafone | Tamil Nadu | GBT
IN-1233237 | PALANI 7G | 10.4486 | 77.5281 | SULR6, MR.R.A.THANGAVELU,SF.NO.485/2,KANI COMPLEX, | PLNI16 | Airtel | Tamil Nadu | GBT
IN-1249841 | SUBRAMANYA STREET | 10.3592 | 77.9732 | Mr.D.P.Ramachandran, S/o.Paramasiva Konar, No.107, Nettu Street, Solai Hall Road, Dindigul 624 001.Ph.0451-2423839, 2435474, 2435473, | DGL32 | Airtel | Tamil Nadu | RT Tower
IN-1239411 | PULLAKADUPATTI | 10.1195 | 77.8751 | Mrs.T.Veerakamu, W/o.Bomminaicker Mr.Thirusenthil, T.Thiruthani, SF No:133/4, Pullakadupatti village, Eathiloadu post, nillakottai tk, dindigul-624219, 99766-17513, 99433-34967 | PULLA1 | Airtel | Tamil Nadu | GBT
IN-1248479 | VELLAMADATHUPATTI | 10.4207 | 77.8133 | Mr.V.Muniyandi, S/o.Velusamy, S.F.No.736/1, Near D.No.66, AKG Colony, Sri Ramapuram Post, Dindigul District.624622.Ph.99441-57372, | VMDPT1 | Airtel | Tamil Nadu | GBT
IN-1248478 | IDAYAKOTTAI | 10.6186 | 77.8435 | Mr.S.Kalidass S/o.Subramaniya Thevar, Old S.F.No.376/3, New 647/17,18, Near D.No.1-125, Idayakottai Post, Oddanchathiram TK, Dindigul 624704. | IDYKT1 | Airtel | Tamil Nadu | GBT
IN-1242374 | ATHUR | 10.2898 | 77.8553 | K.Murugesan, S/o.Karuppaiah, SF No: 128/3, Athur village, Athur TK, Dindigul DT-624701, 99434-68791, 98436-56325 | DGATR1 | Airtel | Tamil Nadu | GBT
IN-1231912 | POONDI | 10.2001 | 77.3351 | P.SURESH S/O PONRAMAN,POONDI(PO)(VILL),KODAIKANAL(TK),DINDUGAL(DT),PH:9442321543 | 7228 | Vodafone | Tamil Nadu | GBT
IN-1251167 | MUTHALAGUPATTI | 10.3601 | 77.9509 | Mr.M.Pramji patel, S/o.Mauji patel, SF No:374/2, pallapatti vilalge, Dindigul Dt -624002. Ph:- 9150637848 | MLGPT1 | Airtel | Tamil Nadu | GBT
IN-1255308 | OOTHU | 10.2693 | 77.6208 | Mr.R.Tamilmurugan, S/o.A.Ramaraj, S.F.No.1193/3, Pannaikadu Village, Kodaikanal TK, Dindigul District. 624 210.Ph.94442-42813. | OOTHU1 | Airtel | Tamil Nadu | GBT
IN-1247424 | KODAIKANAL - MOONJIKKAL | 10.2388 | 77.4964 | Mr.M.K.Musthafa, S/o.P.A.M.Kathe mydeen rowther, Mr.M.K.Sulthan, Mr.M.K.Ismail, Mr.M.K.Siraj, TS No:375-B-17 & B-18, No:8/36, Muthaliyar puram 4th street, kodaikannal -624101, 98426-49732, 9944634390 | KDKL3 | Airtel | Tamil Nadu | RT Tower
IN-1253281 | PALLANGI | 10.2725 | 77.4551 | 5/116, Pallangi, Villpatti Village, | PLNGI1 | Airtel | Tamil Nadu | GBT
IN-1269742 | MICHALPALAYAM | 10.2055 | 77.8642 | A Stephen Sagayaraj A John Boskar Velankanni S.No.275/1A 1B, Michelpalayam PO Kottue Village Nilakottai TK Dindigul Dist - 624205 | MCPLM1 | Airtel | Tamil Nadu | GBT
IN-1270942 | THUMALAPATTY | 10.1844 | 77.7124 | R Karunagaran S/o Rama Thevar, K Saraswathi W/o.R Karunagaran S.No.764/1A, G Thumalapatti Village, Nilakottai TK, Dindigul Dist - 625203 | TMAPT1 | Airtel | Tamil Nadu | GBT
IN-1271587 | RENUGA TEMPLE ST | 10.3621 | 77.9709 | V.S.Dharmarajan, 47,Main Road, Dindugal - PH - 9443675095 | DGL36 | Airtel | Tamil Nadu | RT Pole
IN-1273930 | PALANI RING ROAD | 10.4281 | 77.5239 | S.Logamani, W/O. Selvaraj, 13, Thilagar Str, Palani - 624601 - PH - 9952771149 | 10806 | Vodafone | Tamil Nadu | GBT
IN-1030719 | GANGUVARPATTI | 10.1695 | 77.6967 | Mr.N.P.N.Abdul Azeez, Nook Ravothur street, G.Kuppatipatti main road, theni Dt, Ganguvarpatti - 626 201 / 93445-15827 | 314 | Vodafone | Tamil Nadu | GBT
IN-1067171 | RANGANATHA PURAM | 10.1006 | 77.6717 | R.JAYALAKSHMI , 73/1, RANGANATHA PURAM PERIYA KULAM ROAD, THENI PH 011543 262 306 | RGPM1 | Airtel | Tamil Nadu | GBT
IN-1031134 | A.VADIPATTI | 10.0879 | 77.6902 | R.Balusamy naicker, S/o.Ramasamy naicker, 2/76, Nadu street, A.Vadipatti post, Periyakulam TK, Theni DT - 625 602, 04543-251313 | 2287 | Vodafone | Tamil Nadu | GBT
IN-1234986 | DEVADANAPATTI | 10.1833 | 77.6686 | Mr.V.Palanisamy, S/o.Veerana Devar, SF No: 219/2, & 220/B3, Kamakka patti, kodaikannal road, Amsapuram, Periakula TK, Theni DT - 625 602, 99439-43150, 93449-27709(mr.pandi) | 7165 | Vodafone | Tamil Nadu | GBT
IN-1030801 | ALLI NAGARAM | 10.0304 | 77.4798 | Mr.R.S.Padma, 17, Pappamal kovil street, alligaram, Theni, 99421-03669 | 805 | Vodafone | Tamil Nadu | GBT
IN-1059624 | AMMAPATTI (BODI) | 9.9754 | 77.3646 | Mr.S.Jothibasu, S.F.No.-425/1,2,3, Bodiickenur Road, Ammapatti, Bodikayanur Taluk, Theni Dist.-625 528. Ph:93606-27464 | AMMPI1 | Airtel | Tamil Nadu | GBT
IN-1061272 | ANDIPATTI | 9.9975 | 77.6194 | Velmani Complex No: 114 / 115, Theni Road, Andipatti | ANPT1 | Airtel | Tamil Nadu | RT Tower
IN-1060352 | ANNANAGAR | 10.0054 | 77.487 | MR.S.SUBBIAH ILAMVAZHUTHI, J.M. HARDWARES, # 379,\angar, | TENI13 | Airtel | Tamil Nadu | RT Tower
IN-1282191 | BANGARU NAYAKAR | 10.008 | 77.3463 | Mr.Manohar Bangaru naicker street Bodinaikanur Theni | BODI8 | Airtel | Tamil Nadu | GBT
IN-1126697 | BHARTHIYAR NAGAR(KAMBAM) | 9.7351 | 77.2884 | Mr.T.Vignesh,Sf.No.836,835,835/1,833/1,Back Side Of Sree Vignesh Nivas | KMBM5 | Airtel | Tamil Nadu | GBT
IN-1062942 | BODI - BUS STAND | 10.0114 | 77.3506 | Muthoot Bankers,Daily Market, Bodi | BODI1 | Airtel | Tamil Nadu | RT Tower
IN-1061292 | BODI - VOC NAGAR | 10.0069 | 77.3536 | Krp Complex, # 25/2, Voc gar, Bodiickenoor. | BODI2 | Airtel | Tamil Nadu | RT Tower
IN-1061386 | CHINNAMANUR | 9.8403 | 77.3808 | Dr.N.rayaswamy # 51, Agraharam Chinmanur. Theni. | CIMR1 | Airtel | Tamil Nadu | RT Tower
IN-1059916 | CHUNCHANAGIRI COLLEGE | 9.7074 | 77.2637 | MRS.R.KANNAMMAL, S.NO.1030&1235/2, KAMBAM TO KUMULI MAIN ROAD, THENI DIST - 625 516. | CHNCH1 | Airtel | Tamil Nadu | GBT
IN-1031494 | CUMBUM | 9.7375 | 77.2856 | Hameed Meridian,52,L.F.Main Road,Cumbam | 2702 | Vodafone | Tamil Nadu | RT Tower
IN-1062620 | CUMBUM MAIN ROAD | 10.0063 | 77.4719 | MMR.A.SHANKAR, S.NO.23/3B, NO.15/1/32, CUMBUM ROAD, THENI DIST - 625 531PH:93603 29918R.A.SHANKAR, S.NO.23/3B, NO.15/1/32, CUMBUM ROAD, THENI DIST - 625 531PH:93603 29918 | TENI7 | Airtel | Tamil Nadu | RT Tower
IN-1030480 | DEVATHANAPATTI | 10.1475 | 77.6415 | A. Rathim, SF No 1883/3B2, No 23, Rice Mill Road, Ward No 1, Devathanpatti, Periyakuklam Tk,Theni 625 602. Ph 98940 26502 | 2715 | Vodafone | Tamil Nadu | GBT
IN-1060260 | ENDA PUDHU PATTI | 10.1296 | 77.5773 | MRS.KAMATCHI,SF.NO.298/2,MADURAI ROAD,ENDAPULI,PERIYAKULAM TALUK,TENI DIST.-99761-97921 | PNDPU1 | Airtel | Tamil Nadu | GBT
IN-1094495 | ERASAKKANAICKANUR | 9.7883 | 77.3999 | THANGAMUDIPANDIYAN,S.F.NO:129/2 YADAVAR EAST STREET | 5619 | Vodafone | Tamil Nadu | GBT
IN-1100144 | G.USALAMPATTI | 9.939 | 77.5638 | A.M. RAJENDRAN,S/O. MUTHUSAMY DEVAR, KILAKKU THERU, G. USILAMPATTAI, AANDIPATTAI (TK), TENI (DT).PH:9786682368. | GULPT1 | Airtel | Tamil Nadu | GBT
IN-1059722 | GANDAMANUR | 9.9216 | 77.5202 | Mr.M.Senthilkumar,S.F.No.316/1,No.3/264,Aranmanai Street,Kandamanur,Theni Dist.-625 517.Ph:94421-28156 | GDMNR1 | Airtel | Tamil Nadu | GBT
IN-1062589 | GANDHI ROAD | 9.7365 | 77.278 | MR.T.K.S.K.SARAVANAN, T.S.NO.1&2, OLD DOOR NO. 383/D2, NEW DOOR NO.36B, NANDHAGOPAL SWAMY KOIL SOUTH STREET, KAMBAM, THENI DIST-625516, PH:9894755597 | KMBM4 | Airtel | Tamil Nadu | RT Tower
IN-1059657 | GULLAPURAM | 10.0675 | 77.6425 | M.Pazhanichami, Sf No: 1138/5A, Near Perumal Koil, Gullapuram Post, Theni Dt - 625 562 ( Soundararajan Is A Brother Of Pazhanichami ) | GLPRM1 | Airtel | Tamil Nadu | GBT
IN-1059799 | IDIVILANDANPALAYAM | 9.9188 | 77.4099 | Mr.MMr.M.Ganesan,Sf.No.567/1B & 568/2G & 568/2D,Near Pandiyan Pani,Idivilundhan Palam,Kottur Post,Theni .Ganesan,Sf.No.567/1B & 568/2G & 568/2D,Near Pandiyan Pannai,Idivilundhan Palam,Kottur Post,Then | IDVLM1 | Airtel | Tamil Nadu | GBT
IN-1060170 | JAKKAMPATTI | 10.0026 | 77.6137 | MR.G.ARUMUGAM,S/O.GANAPATHY,SF.NO.2199/1,NO.3/B,NORTH NEW STREET,JAKKAMPATTI,ANDIPATTY POST,THENI DIST.-625 512.PH:04546-242786.(REMARKS:ARUMUGAM BROTHER IS MR.GANESHAN) | JKMPT1 | Airtel | Tamil Nadu | GBT
IN-1117464 | JANGAL PATTI | 9.8853 | 77.4758 | Mr.A.Ramakrishnan,111,South Street,Jangalpatti Post,Kamachi Puram Via,Teni-626 520-Ph-94867 83254 | JGLPT1 | Airtel | Tamil Nadu | GBT
IN-1123382 | JEYA RAJ CHELLADURAU ARTS COLLEGE | 10.1302 | 77.6077 | MR.C.KANN,NO.6/636,SURRYNO,LLAKANUPANPATTI,OPP.TO J.C.COLLEGE,PERIYAKULAM TALUK,THENI DIST.-625601.PH: | PKLM5 | Airtel | Tamil Nadu | GBT
IN-1059121 | JEYAMANGALAM | 10.0959 | 77.6119 | Mr.Subramanian Shanmugam, Rajmahal Building, Old No: 142,New No - 437/1, Vaigaidam Main Road, Rice Mill Street, Jeyamangalam, Teni - 625603 / 04546-237591 | JMGLM1 | Airtel | Tamil Nadu | RT Tower
IN-1126696 | JEYARAJ ANNAPACKIYAM COLLEGE | 10.105 | 77.5433 | Badri Raj, Badriraj Rice Mill, Back Side To Panchayath Office | PKLM6 | Airtel | Tamil Nadu | GBT
IN-1060102 | KALIAMMAN KOVIL STREET | 9.8428 | 77.3851 | MR.S.R.ANBAZHAGAN,SF.NO.307/2,NEW SF.NO.307/2A1,MUTHALAMMAN KOIL STREET,OPP.TO THIRUVALLUVAR SCHOOL,CHINNAMANUR,THENI DIST.-625515.PH:99650-35528(REMARKS:MR.RAJA IS FATHER IS MR.ANBAZHAGAN) | CIMR2 | Airtel | Tamil Nadu | GBT
IN-1059801 | KALIAMMANKOVIL | 10.0347 | 77.3277 | Mr.K.Sivasakthi,Sf.No.203/1A2 &203/1C,Karungani Road,Venkateshwara Bye Pass Junction,Bodinaickenur,Theni Dist.-626 513.Ph:04546-285959 | KLMKL1 | Airtel | Tamil Nadu | GBT
IN-1059357 | KAMAYAGOUNDANAPATTI | 9.738 | 77.3177 | Mr. Krishna Kumar, Okkaligar Community Hall,Door No:10.2.1,South Car Street, Kamayagoudanpatti, Theni Dt - 625521, 04554-273212 | KGPTI1 | Airtel | Tamil Nadu | RT Tower
IN-1061479 | KAMBAM - BUS STAND | 9.7379 | 77.2845 | Cumbam, N0.213/18 Nattanmai Complex, Oddakari Street, Cumbam | KMBM1 | Airtel | Tamil Nadu | RT Tower
IN-1061480 | KAMBAM - KUMILI ROAD | 9.7322 | 77.2819 | Sri Vishnu Engg Works Building, Kumali Road,Kambam | KMBM2 | Airtel | Tamil Nadu | RT Tower
IN-1062492 | KAMRAJ LANE | 10.0121 | 77.4814 | MR.J.GNANARATHINAM, S/O.JEBAMANI, S.NO.524/B2, NO.64/12A, KAMARAJAR LANE, UTHAMAPALAYAM-TK, THENI DIST - 625 531. PH:98427 50673 | TENI10 | Airtel | Tamil Nadu | RT Tower
IN-1059800 | KARUPUDEVANPATTI | 10.0114 | 77.5442 | Mr.T.Surulandi Thevar,Sf.No.886/2R,889/2 & 890/4,Karuppa Devan Patti,Coonur Post,Theni Dist-625531.Ph.No. | KDNPT1 | Airtel | Tamil Nadu | GBT
IN-1060324 | KOTTUR | 9.9048 | 77.4041 | SRASWATHI AMMAL, NEAR TO PERUMAL TEMPLE, THENI MAIN ROAD, KOTTUR, THENI. | KTTUR1 | Airtel | Tamil Nadu | GBT
IN-1094483 | KOVILPATTI NEW | 10.0247 | 77.5777 | KARUPAIAMMAL, W/O MUNIYANDI NO:82 KOVILPATTI VILLAGE AND POST | 5624 | Vodafone | Tamil Nadu | GBT
IN-1059164 | MEENACHIPURAM | 9.9907 | 77.3716 | P.Ayyadurai, Sf No: 339/2Ag, Selvaraj Street Extn, 10Th Ward, B.Meenakshipuram, Bodinayakkanur, Theni - 626582 / 98656-30969 / 04546-281972 | MNSPM1 | Airtel | Tamil Nadu | GBT
IN-1061438 | MEL GUDALUR | 9.6811 | 77.2478 | Arya Vaidya Mahajana Sangam Allias , # 23 Kaniyaga Parameswari Chatiram, Gudalore | GUDA1 | Airtel | Tamil Nadu | RT Tower
IN-1059152 | MELACHOKKANATHAPURAM | 9.9923 | 77.357 | Open Land Of Mr.M.Andaselvi,Old Sfno. 782/33, 4Th Ward, Panchayat Road, Melachokkanthapuram, Bodiyakanur, Theni Dt-625582, Ph-98422 23467 / 04546-285713 | MCKPM1 | Airtel | Tamil Nadu | GBT
IN-1059637 | MELMANGALAM | 10.1014 | 77.5798 | M. Seethapathy, Sf No-1186/3, No 14, Shanthi Nagar, Madurai Dt - 18, Ph: 0452 5529674 / 2661629, (Acq By B.Siva - 98947 00066) | MLMLM1 | Airtel | Tamil Nadu | GBT
IN-1116846 | MOTTANUTHU | 9.9667 | 77.5915 | R.K. Sivaguru, Manimakalai, Mottanoothu, Aandipattai(Tk), Theni (Dt), Ph:04546249204 | MTNTU1 | Airtel | Tamil Nadu | GBT
IN-1083227 | MURAGAMALAI NAGAR | 10.1608 | 77.566 | MURUGAMALAI GAR, VADAKARAI POST | MGMGR1 | Airtel | Tamil Nadu | GBT
IN-1059639 | NARAYANATHEVANPATTI | 9.7244 | 77.3089 | Mr.K.Dharmar, Udr, S.F.No.2198/1, No.444, Suruli Main Road, 3 Rd Ward, Beside Csi School, Narayanathevanpatty, Uthamapalayam Taluk, Theni Dist.-625 521. Ph: 93608-57007. | NARPT1 | Airtel | Tamil Nadu | GBT
IN-1062493 | NEW PALLIVASAL STREET | 9.7414 | 77.2832 | Mr.B.Shahul Hameed, S/o.Mr.Bramsa Saibu, 2/8, Bismi Medicals, New Mask Street, Uthamapuram, Kambam, Theni-625516. Ph:98942 19328 | KMBM3 | Airtel | Tamil Nadu | RT Tower
IN-1059303 | ODAIPATTI | 9.831 | 77.4426 | Mahesan, Sf No: 239, Old No:31A, New No: 6-1236, Nandhagopal Street, Odiyapattiy, Theni - 625540 | ODPTI1 | Airtel | Tamil Nadu | GBT
IN-1031885 | PALANICETIPATI | 9.9999 | 77.4659 | V.Balusubramaibn, 6-2-1,T B N Road, Palani Chatttipatti,Theni ,Phone-9843264321 | 1539 | Vodafone | Tamil Nadu | RT Tower
IN-1031485 | PERIYAKULAM | 10.1206 | 77.5433 | Mangani Mahal,Perumalkoil St,Periyakulam | 2703 | Vodafone | Tamil Nadu | RT Tower
IN-1061681 | PERIYAKULAM - BAZAAR | 10.1201 | 77.5459 | Kvb Bank Building, # 4, Moontrunthai Junction, Kambam Road, Periakulam | PKLM1 | Airtel | Tamil Nadu | RT Tower
IN-1061682 | PERIYAKULAM - THENKARAI | 10.1216 | 77.5397 | Laxman Building | PKLM2 | Airtel | Tamil Nadu | RT Tower
IN-1062688 | PERIYAKULAM ROAD | 10.0235 | 77.4799 | MR.R.MURUGAN, S/O.S.RAJAN, S.NO.585, NO.374, NEAR ARAVIND EYE HOSPITAL, PERIYAKULAM ROAD, THENI DIST - 625 531. PH:04546-250298 | TENI8 | Airtel | Tamil Nadu | RT Tower
IN-1060018 | PILLAIYARKOVIL STREET | 10.0337 | 77.482 | MRS.A.JAYA,W/O.ANNADURAI,S.NO.743,NO.42/2,PILLAIYARKOILWEST STREET,POMAYANKAVUNDANPATTI,THENI- DIST-625531.PH:04546-250156/9942046581 | TENI9 | Airtel | Tamil Nadu | GBT
IN-1060652 | POOMALAIKUNDU | 9.8871 | 77.4524 | MR.R.SURLIVEL,S/O.MR.PALANIKUMAR,SF.NO.712/5B,POOMALAIKUNDU,THENI TALUK AND DIST.-625534,PH:94864-98292(MURUGAN) | PMLKD1 | Airtel | Tamil Nadu | GBT
IN-1061803 | POST POFFICE ST | 10.0169 | 77.4806 | Murali Building# 33/1, Konduraja Line, Theni | TENI2 | Airtel | Tamil Nadu | RT Tower
IN-1059996 | PROFESSOR COLONY | 10.0174 | 77.3482 | MR.V.BALAKRISHN,S/O.VADAMALUSERVAI,S.NO.4192/1,PLOTNO.24,PROFESSOR COLONY,AMMAKULAM,BODIIKENUR POST,THENI DIST-625513.PH:9994214243/9994212030 | BODI3 | Airtel | Tamil Nadu | GBT
IN-1030775 | RASINGAPURAM | 9.9448 | 77.3374 | K.Pothal Raj, S/O. Krishn Gounder, Sf No: 265/11-A, No:28, East Street, Rasingapuram, Bodi Tk, Theni - 625 528 / 94863-17459 | 845 | Vodafone | Tamil Nadu | GBT
IN-1060008 | RATHINAM NAGAR | 10.0413 | 77.4882 | MR.K.MAHALINGAM,S.NO.868/1&868/2,PLOTNO.36,7TH STREET,CHAIRMANRATINAM NAGAR,OOCHANPATTIVILLAGE,THENI DIST-625531,PH:04546-260121 | TENI11 | Airtel | Tamil Nadu | GBT
IN-1059805 | S.RAGHUNATHAPURAM | 10.0057 | 77.5846 | Mr.R.Jagadeeshan,Sf.No.276/7,Present Udr Sf No.276/7C,Middle Street,S.Ranganathapuram,Andipatti Post,Theni Dist.-625 512.Ph: | RAGHU1 | Airtel | Tamil Nadu | GBT
IN-1062856 | SBI COLONY | 10.1275 | 77.5489 | Mr.ABDUL SAMAD, SBI COLONY, VADAGIRI, PERIYAKULAM, TENI(DT). PH:9486780585 | PKLM7 | Airtel | Tamil Nadu | RT Tower
IN-1030878 | SEEPALAKOTTAI | 9.8507 | 77.4525 | R.Krishmmal, W/O.Ksr.Ramakrishn, Sf No: 845/4, ( Old 230 Part), No:98-1/1, Khizhaku Theru, Chippappalakottai, Uddamapalayam Tk, Theni - 625 540 | 1653 | Vodafone | Tamil Nadu | GBT
IN-1059806 | SILAYAMPATTI | 9.8712 | 77.3938 | Mr.M.Bhavanandhan,Sf.No.448/2G,Ambathur Colony Road,Seliyampatty,Theni Dist.-14.Ph:98434-11620(Remarks:Land Opp.To Water Tank) | SYMPT1 | Airtel | Tamil Nadu | GBT
IN-1062940 | SUBANCITY STREET(TENI) | 10.0077 | 77.4766 | MR.P.SELVARAJ,SF.NO.482/B4,NO,293,SUBBAN CITY STREET,TENI-625531-PH-94863 74557 | TENI14 | Airtel | Tamil Nadu | RT Tower
IN-1031125 | SURULIPATTI | 9.7096 | 77.3005 | T.Panchavarm, Mr.Thangaraj, SF No: 1144/1, 1/106, Main road, north street, kal road, surulipatti, Theni- 625 521 / 04554-276739 | 2258 | Vodafone | Tamil Nadu | GBT
IN-1116844 | TEKKAMPATTY | 9.9437 | 77.5396 | Srinivasan, S/O. Gobalsamy Naidu, Thekkampatti, Melatheru, Pillaiyarkoil(Near), Theni.Ph:9345166280. | TKMPT1 | Airtel | Tamil Nadu | GBT
IN-1059922 | THAMANAMPATTI | 9.65 | 77.2183 | MR.S.ALAGESAN & MRS.A.JAYA, S.NO.2276/1C, NO.82A, NORTH CR STREET, MELA GUDALUR, UTHAMAPALAYAM-TK, THENI DIST - 625 518 PH:98421 26429 | TMNMT1 | Airtel | Tamil Nadu | GBT
IN-1061683 | THAMARAIKULAM | 10.1088 | 77.5517 | Open Land(Adj To House No-12/1-121 And Near Transformer) Of Mr.Shiva,Tamaraikulam Main Road,Tamaraikulam,Periyakulam.Ph-9894732587 | PKLM3 | Airtel | Tamil Nadu | GBT
IN-1031488 | THENI | 10.0114 | 77.4789 | RVK Complex,28,Edamal Street,Theni | 2701 | Vodafone | Tamil Nadu | RT Tower
IN-1061805 | THENI - BANGALAMEDU | 10.0125 | 77.4867 | Valavanthan Complex, # 49 Forest Road, Teni | TENI4 | Airtel | Tamil Nadu | RT Tower
IN-1061802 | THENI - BUS STAND | 10.0106 | 77.4782 | Near Theni Intertiol Avr Street, Periyakulam Road, Theni | TENI1 | Airtel | Tamil Nadu | RT Tower
IN-1061806 | THENI - PC PATTI | 9.9997 | 77.4661 | Niraimathi Building,10/72A,Tbn Road,Bodi Road , Pc Patti, Teni | TENI5 | Airtel | Tamil Nadu | RT Tower
IN-1116847 | THENI COLLECTOR OFFICE AREA | 10.0061 | 77.4997 | MRS.VAIRA SELVI,S.NO.34/16,KARUVEL CKAMPATTI,ALLIGARAM VILLAGE,TENI-625 531-PH-98429 51951 | TENI6 | Airtel | Tamil Nadu | GBT
IN-1060657 | THENKARAI | 10.0811 | 77.5249 | RIL TOWER, PERIYAKULAM MAIN ROAD, THENKARAI, THENI TK, THENI DIST. | TENKR1 | Airtel | Tamil Nadu | GBT
IN-1059826 | TIMMARASANANAICKANUR | 10.0008 | 77.6758 | Mr.S.Senniyan,S/O/Suburaj,Sf.No.726/1A,No.1/13,West Street,Timmarasanaickenur,Andipatti Taluk,Theni Dist.-625 536.Ph:99423-23679. | TMNKR1 | Airtel | Tamil Nadu | GBT
IN-1030756 | TNICOLECTRT | 10.0024 | 77.5023 | Mrs.Malarkodi, W/O. Thavamani, 121, Solamalai Iyyar Street, Bungalow Medu, Theni Dt : 94430-23887 | 594 | Vodafone | Tamil Nadu | GBT
IN-1060342 | UPPUKOTTAI | 9.9573 | 77.4082 | MR.K.CHINNARAJA,SF.NO.361/9,NO.30A2,KUCHANOOR ROAD,THENI DIST.-625 534.PH:99651-66255/98427-88804 | UPPKT1 | Airtel | Tamil Nadu | GBT
IN-1062551 | VADAKARAI | 10.1247 | 77.5442 | MR.A.KANN,11,GOWRISTORES,ARANMAISTREET,VADAKARAI,PERIYAKULAM-625601.PH:9894106322 | PKLM4 | Airtel | Tamil Nadu | RT Tower
IN-1030613 | VIRAPANDI | 9.9184 | 77.4101 | Mr. Ganesan, Oda Stop, Kottur, Veerapaandi, Theni . Ph 98421-36342Q | 6367 | Vodafone | Tamil Nadu | GBT
IN-1247022 | KAMBAM 7 | 9.7373 | 77.2827 | Mr.P.Pandian, S/o.Mr.Paramasivam, SF No:769/10, vellappar kovil street, Three jewellery complex, kambam, Theni DT-16, | KMBM7 | Airtel | Tamil Nadu | RT Tower
IN-1246375 | SURAJ NAGAR | 10.015 | 77.3482 | Mrs.S.Azeez Nisha, W/o. Abbas Ali, S.F.No.4198 To 4201, D.No.39A, Asain Hussain Street, BodiNaickenur, Theni District 625513. | BODI6 | Airtel | Tamil Nadu | GBT
IN-1109778 | APPIPATTTI ALIAS ALAGAPURI | 9.8105 | 77.4114 | SURULIAMMAL.M W/O MARIAPPAN.K,CUMBUM MAIN ROAD,APPIPATTI@ALAGAPURI,UTHAMPALAYAM TK,THENI -625604 PH-9965407402 | AAAPR1 | Airtel | Tamil Nadu | GBT
IN-1109771 | K.G.PATTI(KEELA GUDALUR) | 9.6627 | 77.2765 | A.M.GUNASEKARAN S\O.MUTHU KANNU THEVER,P.V.K.STREET,K.G.PATTI,UTHAMAPALYAM(T.K)THENI(DT)-625516 ( CELL-97917-99291) | KGPTT1 | Airtel | Tamil Nadu | GBT
IN-1098233 | MARAVAPATTI | 9.9699 | 77.625 | Mr.M.Alagumalai, S/o. Muthuchamy Servai, Ono:452, Maravapatti, Bodithasampatti Po, Andipatti Tk, Theni Dist - 625512. Ph: 9788145390 | MRVPT1 | Airtel | Tamil Nadu | GBT
IN-1126543 | DOMBUCHERI | 9.9616 | 77.3912 | MR.A.MUTHAIAH,S/o.ALAGARSAMY,OLD S.NO.227/6E, NEW S.NO 227/6E2 AND 227/6E3 DOMBUCHERI VILLAGE, BODI TALUK, THENI DISTRICT - 625 582 PH: 9444701785 | DOMBU1 | Airtel | Tamil Nadu | GBT
IN-1134865 | POST OFFICE ST | 9.8667 | 77.4539 | S.K.R.VELMURUGAN PANDIAN,S/O,RAJAMANI NADAR,POST OFFICE STREET,KAMACHIPURAM POST,UTHAMAPALAYAM(T.K),THENI(DIST),PH.NO:+91-9486363999 | 4245 | Vodafone | Tamil Nadu | GBT
IN-1134964 | SURULI MAIN RD | 9.7054 | 77.3044 | MANIKANDAN,SURALI FALL MAIN ROAD,MEAR PILLIYAR KOVIL,DOOR NO A106,SURULIPATTI-625516,PH-9787019732 | 4381 | Vodafone | Tamil Nadu | GBT
IN-1126544 | SILAMALAI | 9.9614 | 77.339 | MR.S.S.SUBRAMANIAN,S/o.CHANDRAVEERAN,S.NO.356/3 SILAMALAI VILLAGE, BODI VIA AND TALUK, THENI DISTRICT - 625 528 PH: 9943923468 | SLMLI1 | Airtel | Tamil Nadu | GBT
IN-1231879 | MARIKKUNDU | 9.9732 | 77.545 | R.MUTHAALBOMMU S/ORAJANAYAKAR,MARIKKUNDU(PO),(VILL),ANDIPATTI(TK),THENI(DT),PH:9865039355 | 7202 | Vodafone | Tamil Nadu | GBT
IN-1231918 | SHANKARAPURAM | 9.9094 | 77.333 | Mrs Latha W/o,Mathana gopal30/101 NORTH STREET,SANKARAPURAM(PO),UTHAMAPALAYAM(TK),THENI(DT),PH:9788246957,9345235717 | 7211 | Vodafone | Tamil Nadu | GBT
IN-1241846 | SILVARPATTY | 10.1189 | 77.6231 | C.MOHANRAJ BROTHER OF C.RAJASEKAR, POMMAIYA RICEMILL, SILVARPATTI, DEVADHAPATTI(VIA) ,PERIYAKULAM(TK),THENI(DT). PH:04546237001 | SLVRT1 | Airtel | Tamil Nadu | GBT
IN-1246374 | KKPATTI ROAD | 9.7422 | 77.2877 | Mr.U.Ramasamy, S/o.Udaiyar konar, SF No: 247/2, No:10C/4, K.K.Pattarai road, kambam post, Uthammapalayam tk, Theni DT-625516, 04554 270459 | KMBM6 | Airtel | Tamil Nadu | GBT
IN-1252696 | VANDIYUR | 9.9227 | 77.6106 | Mr.N.Dhanaraj S/o.Nallamoopar, Mr.D.Devandaran S/o.Dhanaraj, R.S.No.47/6B, Patta No.97, Palayakottai Village, Andipatti TK, Theni District. 625 512. | VDIYR1 | Airtel | Tamil Nadu | GBT
IN-1250293 | TIMMARASANAYAKANUR | 10.0037 | 77.6491 | Mr.S.Shanmuga velayutham, S/o.Senthilkumar, SF No:1252-c-1B, thimmarasanayakanur village, Andipatti tk, Theni DT-625536, | TMKNR1 | Airtel | Tamil Nadu | GBT
IN-1253647 | VADAPUDHUPATTI | 10.0416 | 77.5111 | Mr.G.Murugan, S/o.Gurusamy chettiyar, SF No:1387/2, Vadaveera naickenpatti, Vadapudupatti, Periyakulam tk, Theni DT-625531, 99761-47511 | 9520 | Vodafone | Tamil Nadu | GBT
IN-1274588 | LOWER CAMP | 9.6283 | 77.2 | K.Karuppaiah, S/O. Kannaiya, K.Manjula, W/O.Karuppaiah, S.No-2430/2, Melakoodalur village, Cumbum, Periyakulam tk, Theni dt | LWCMP1 | Airtel | Tamil Nadu | GBT
IN-1030594 | BOODHIPURAM | 9.9928 | 77.4357 | Mr. Mansoor Ahamed, C/O, Bose Tea Stall, Open Land Near Rice Mill, Kodangipettai, Theni Dt. Ph 04546 265454 | 6356 | Vodafone | Tamil Nadu | GBT
IN-1059100 | BOODHIPURAM | 10.0057 | 77.4453 | T.Selvarathi, Sf No: 333/20, Nattamaikara Street, Boothipuram, Bodinaickannur Tk, Teni - 625531 / Ph: 250590 | BOOTI1 | Airtel | Tamil Nadu | GBT
IN-1059312 | HANUMATHAMPATTI | 9.7824 | 77.3185 | V.Ponram, S/O. Vellasamy, Velappan Achary Street, Survey No : 390/2, Nalial Compound, Hanumanthanpatti, 94420-88693 | HNMPT1 | Airtel | Tamil Nadu | GBT
IN-1059702 | KODANGIPATTI | 9.9944 | 77.4361 | Mr.R.Deivendran,S.F.No.370/1B,Boothipuram Road,Near Palvadi School,Kodangipatti,Uthampalayam Taluk,Thenni Dist.-625 516.Ph:93457-19876 | KDPTI1 | Airtel | Tamil Nadu | GBT
IN-1061064 | KODUVILARPATTI | 9.9709 | 77.4908 | Mr.s.bairavan, S.f.no.263/5 C&d, Mahalingam Chettiyar Street, Rajiv Gandhi Nagar, Koduvilarapatti, Theni Taluk, Theni-615 534. Ph:93447-27402 / 04546-262149. | KDVPT1 | Airtel | Tamil Nadu | GBT
IN-1059293 | KOMBAI | 9.8465 | 77.2951 | K.Ganesh, 292/4A-192, Kg Complex , Gandhiji Main Road, 13Th Ward, Devaram, Uthamapalayam Main Road, Kombai - 625522 / 94422-51251 , 04554-251251 | KOMBI1 | Airtel | Tamil Nadu | RT Tower
IN-1062342 | KUCHANUR | 9.8784 | 77.3759 | Mr.A.Muthumanickam, S.F.No.543, No.8-2A,Cara Bank Bldg, Gandhiji Street, Kuchanur Post, Uthamapalayam Taluk, Theni Dist.-625 515 .Ph:94420-22318/04554-247991 | KCHNR1 | Airtel | Tamil Nadu | RT Tower
IN-1059628 | MARKAYANKOTTAI | 9.8522 | 77.3618 | Mrs.C. Krishveni, S.F.No.670, 670/3, Backside Of Maniyarasu Medicals, Markayankottai, Uthmpalayam Taluk, Theni Dist.- 625 552. Ph: 04554-246454 | MRKTI1 | Airtel | Tamil Nadu | GBT
IN-1059304 | PANNAIPURAM | 9.8641 | 77.2851 | OOpen Land Of Mr.G.Gowri, Chadavi Street, Kariampatti, Panipuram, Theni Dt-625524, Ph-04546/252363pen Land Of Mr.G.Gowri, Chadavi Street, Karianampatti, Pannaipuram, Theni Dt-625524, Ph-04546/252363 | PNIPM1 | Airtel | Tamil Nadu | GBT
IN-1059981 | PARAYANKALAM | 9.8234 | 77.3576 | MR.K.NARAYANAN, S.NO.512/1,512/1A1, NO.48, KALYANI ILLAM, MUTHUSAMY STREET, BUILDING SOCIETY, CHINAMANUR, UTHAMAPALAYAM-TK, THENI DIST - 625 515. PH:04554 -248117 | PYNLM1 | Airtel | Tamil Nadu | GBT
IN-1059640 | PUDUPATTI | 9.7655 | 77.3097 | Mr.K. Karthikeyan @ Veerasikyku, S.F.No.231/2, No.14, No.56, Nandhavanam Main Road, C.Pudupatty, Uthamapalayam Taluk, Theni Dist.-626 554, Ph: 04554-273843 | PDPTI1 | Airtel | Tamil Nadu | GBT
IN-1031798 | RAYAPPANPATTI | 9.7725 | 77.3386 | Mr.Panimaya Mahimai ( President ) , Shanmuga thidam Road, Near Osam Colony, Rayappanpatti, Theni - 625 526, 94422-53345, 94433 - 53814, 04554-253350 | 587 | Vodafone | Tamil Nadu | RT Tower
IN-1116843 | THADICHERY | 9.9424 | 77.4703 | C. RAMAR, S/O. CHINSAMY, 212, PERUMALKOILTHERU, THADICHERI (PO), VEERAPANDI (VIA), TENI (DT), PH:9976224552. | TDCRY1 | Airtel | Tamil Nadu | GBT
IN-1059644 | THEVARAM | 9.8967 | 77.2816 | R.Thiruvalluvan, 920/5, 9Th Ward, 2Nd Street, New 13Th Ward, Opp To Thevaram Bus Stand, Thevaram / 04322-260321 / 98424-30321 | TEVRM1 | Airtel | Tamil Nadu | RT Tower
IN-1059807 | THOPPUPATTI | 10.0015 | 77.3963 | Mrs.P.Nagarathinam,Sf.No.713/2,Kodangipattyt Pervane Village,Thoppupatty,Theni Dist.-6.Ph:98421-97233 | THOPU1 | Airtel | Tamil Nadu | GBT
IN-1112776 | UPPUVARPATTI | 9.9517 | 77.4243 | G.PONNUPILLAI, RICE MILL, UPPARPATTI(PO), THENI(VIA), THENI.(TK)-625534, 04546-246225, 94874-09456 | URPTR1 | Airtel | Tamil Nadu | GBT
IN-1061943 | UTTAMAPALAYAM | 9.8072 | 77.3319 | Uttamapalayam | UTPM1 | Airtel | Tamil Nadu | RT Tower
IN-1060353 | VAYALPATTI | 9.9724 | 77.4583 | ALAGAR, VEERAANDI ROAD, VAYALPATTI, VEERAPAANDI, THENI. | VAYLT1 | Airtel | Tamil Nadu | GBT
IN-1062207 | VEERAPANDI | 9.9656 | 77.4359 | T. Nagaraj, Sri Pethanatchi Kalyana Mandapam, Near Temple, Veerapandi Madurai Road, Theni - 625534, Ph: 99943 38221, 04546-253338 (Acq By S. Sathish) | VEPND1 | Airtel | Tamil Nadu | RT Tower
IN-1233692 | PULIKUTHI | 9.8688 | 77.3384 | Mr.K.Palpandian, S/o.Kamachi chettiar, SF No: 308, Pulikuthi to Ammapettai road, Pulikuli post, Uthamapalayam TK, Theni Dt - 625 524, | 7214 | Vodafone | Tamil Nadu | GBT
IN-1100165 | MYLADAMPARI | 9.7847 | 77.5146 | A.Thilakar, SF No: 908/2A, and 308/@B, Myladambarai pandaga salai, main road, myladambarai, andipatti TK, Theni - 625 579, 04554-227227 | 2675 | Vodafone | Tamil Nadu | GBT
IN-1116836 | MYLADMPRI REP | 9.796 | 77.6086 | Mr.Justin Joseph, Sf No: 1442/3, Vallikat Plantations, Thalayoothu Village, Muthalamparai Post, Andipatti Tk, Theni Dt, 9442064347 | 3167 | Vodafone | Tamil Nadu | GBT
IN-1070656 | VARASANADU | 9.725 | 77.5156 | Mr.A.mohamed, S/o,Abdul Rahman, 277/05,Varsanadu main road,Varsanadu,theni. Ph. Mr.Sait 94860-19079, 04554-228281. | 2677 | Vodafone | Tamil Nadu | RT Tower
IN-1110131 | DHARMARAJAPURAM | 9.7365 | 77.5185 | P.S.Tamilarasan, 251, Dharmarajapuram, Andipatti TK, Theni DT, 97875-97077 | 1231 | Vodafone | Tamil Nadu | GBT
IN-1235024 | KANDAMANOOR | 9.8751 | 77.5076 | Mr.P.Pandeeshawaran, S/o.Mr.K.Ponraj, SF No: 850/1B, Athankaraipatti post, kandamanur via, Andipatty TK, Theni DT - 625579, 94423-26303, 97878-79791 | 7179 | Vodafone | Tamil Nadu | GBT
IN-1245257 | KUMANANTHOLU | 9.7538 | 77.4858 | 625579, Ph:94424-08257.Mr.S.KamuluBommu, S/o.Senmaiker, Sendrapuram, Kumantholu(po), Old SF No;1839/19 New SF No;2032/19, Ponmpadugai village, Andypatti(T.K), Theni -625579, Ph:94424-08257 | 7709 | Vodafone | Tamil Nadu | GBT
IN-1125020 | KADAMALAIKUNDU | 9.8112 | 77.5026 | V.Raja,V.R.Jawli Store,Main road,Kadamalar kundu, Mayiladuparai Via, Theni Dist. Ph. No. 04554-227223, 227554 | 2676 | Vodafone | Tamil Nadu | GBT
IN-1250886 | KADAMALAIKUNDU | 9.813 | 77.4967 | Mr.A.Thangadurai, S/o.Alaghumalai Devar, S.F.No.608/2, Melappatty, Kadamalaikundu, Andipatty, Theni District.625 579.Ph.94888-45252, | KDMKD1 | Airtel | Tamil Nadu | GBT
IN-1062933 | ANJUKULIPATTI | 10.2448 | 78.0801 | MR.K.JAYARAMAN,4/17,ANJUKULIPATTI,ANJUKULLIPATTI POST,VEMBARAPATTI VIA.,DINDIGUL DIST.-624308.PH:0451-2550384/98422-80885 | ANJPT1 | Airtel | Tamil Nadu | GBT
IN-1062930 | ANNA NAGAR | 10.3689 | 77.9874 | M/S.VIMALA HOSPITAL PVT.LTD,MR.S.BUPATHY,S/O.J.R.SABAPATHY,TS NO.1954/1B,1958/B1,NO-1A,ANNA NAGAR,DINDIGUL DIST.-624005.PH:98421-06600 | DGL23 | Airtel | Tamil Nadu | RT Tower
IN-1113417 | PANDIAN NAGAR | 10.3681 | 77.9808 | C.Gusekaran, 348/3, 38, pandiyan gar, Trichy road, Dindigul - 1, 94431-28570 | 181 | Vodafone | Tamil Nadu | RT Pole
IN-1031433 | ARTHICOMPLEX | 10.3653 | 77.9819 | Mr.R.Ravi kumar & R.Siva Kumar, S/o.K.Raman, 17, JKR Pushpam complex, Aarthi Theatre Road, Dindigul. | 1196 | Vodafone | Tamil Nadu | RT Pole
IN-1059273 | BALAKRISHNAPURAM | 10.3577 | 78.0019 | R.Kothai, Survey No: 665/7,Periyar gar, Near Stanley Nursery School, Balakrishpuram., Dindigul - 624003 / 0422-5577761 | BKPRM1 | Airtel | Tamil Nadu | GBT
IN-1031802 | DGLTEACHCLNY | 10.3634 | 77.9925 | S. Vijaya Lakshmi, W/o. S,. Susindram, No 1/F-16, Chilvator Main Road, Rangayaki gar, Dindugal 624 005. Ph 98421 25276,? 0451 2426247 | 522 | Vodafone | Tamil Nadu | RT Tower
IN-1061396 | DINDIGUL - NAGAL NAGAR | 10.3544 | 77.9803 | K.S.Meera Building, Opp Gowtham Poly Clinic, 4 / 76 ,Mengles Road, Dindigul. | DGL07 | Airtel | Tamil Nadu | RT Tower
IN-1061397 | DINDIGUL - NGGO COLONY | 10.3733 | 77.9903 | 5/45 D, Main Road, Ist Floor, Nggo Colony, Coimbatore | DGL08 | Airtel | Tamil Nadu | RT Tower
IN-1061395 | DINDIGUL - ROUND ROAD PUDHUR | 10.3639 | 77.9904 | K.Kavitha Building, # 5-M.S.P.Teachers Colony, Silvathur Road, Dindigul. | DGL06 | Airtel | Tamil Nadu | RT Tower
IN-1061394 | DINDIGUL4 | 10.3681 | 77.9806 | Viswam Towers,43-Pandian Nagar,Dindigul-1 | DGL04 | Airtel | Tamil Nadu | RT Tower
IN-1031490 | HOTELANAND | 10.3567 | 77.9778 | Hotel Anand International,Near Bus stand,Door No.37,Spenzer compound,Dindukal.624003. | 6013 | Vodafone | Tamil Nadu | RT Tower
IN-1086552 | JOTHAMPATTY | 10.2946 | 78.1457 | ERUMA YAKKAR, S/O. POMMI YAKKAR, JOTHAM PATTY(PO), VEMBAR PATTY(VIA), DINDUGUL(DT)-624308. PH.9442508514 | JHMPT1 | Airtel | Tamil Nadu | GBT
IN-1060515 | KAMBLIAMPATTI | 10.3663 | 78.1219 | R.PARAMASIVAM, LAND NEAR OWNER HOUSE, KAMBLIAM PATTI POST, SELVATHUR VIA, DINDUGAL- 99764-61003( CHITRAVELU), 0451-2553430 | KMLPT1 | Airtel | Tamil Nadu | GBT
IN-1031424 | HTLANANDMETRO | 10.3567 | 77.9778 | HOTEL AND, Madurai | 628 | Vodafone | Tamil Nadu | GBT
IN-1060489 | KOOVANUTHU | 10.3168 | 78.03 | MR.R.KRISMOORTHY,15.KOOVANTHUPUTHURPOST,DINDUGAL-624 003-PH-98651 47827/0451 2550165 | KVNTU1 | Airtel | Tamil Nadu | GBT
IN-1106748 | MARUNUTHU | 10.2948 | 78.1148 | S.PERIYA MIRAN, S/O.SHAKE IBRAHIM, D.NO.33/4.MARANUTHU VILLAGE (PO), SANARPATHY(VIA), DINDUGAL-624 304. PH.9942338938. 9486636939 | MRNTU1 | Airtel | Tamil Nadu | GBT
IN-1062450 | MENGLIS ROAD | 10.3585 | 77.9994 | MR.P.RAJENDRAN, T.S.NO.2874/4, NO.68-A, STAR TOWER, AROKIA MATHA STREET(EAST), DINDUGAL DIST - 624 003. PH:0451-2429366 / 93679 21809. | DGL16 | Airtel | Tamil Nadu | RT Tower
IN-1062434 | MVM NAGAR | 10.374 | 77.9845 | MR. M.ARTHANARI, T.S.NO: 563, KAVI COMPLEX,NO:59A, MVM NAGAR, KARUR ROAD, DINDIGUL - 624001. | DGL15 | Airtel | Tamil Nadu | RT Tower
IN-1062408 | NAGAL NAGAR | 10.3511 | 77.9758 | MRS.S.JOTHI, T.S.NO.812, DOOR NO.6, SIVAMURUGAN COLONY 2ND STREET, COLLEGE HOUSE ROAD, NAGAL NAGAR, DINDUGAL DIST - 624 002 | DGL09 | Airtel | Tamil Nadu | RT Tower
IN-1062269 | DINDUGUL-NATHAM ROAD | 10.3451 | 77.9904 | Mrs.P.Anjalammi, Ts No: 1892/5, No:2/5, Lakshmi Devi Complex, Natham Road, Kullampatty, Dindigul Dt - 3, Ph: 9442247053 | DGL13 | Airtel | Tamil Nadu | RT Tower
IN-1062583 | NATHAM ROAD | 10.3489 | 77.9859 | MR.S.JEYABALAN,T.S.NO.1875/2B,NO.16E,NATHAM ROAD,DINDIGUL DIST.-624003.PH:0451-2471512 /98947-35122 | DGL21 | Airtel | Tamil Nadu | RT Tower
IN-1060483 | PANJAMPATTI | 10.3002 | 78.0733 | MR.G.JAYABALAN,T.PANJAMPATTI,T.PANJAM PATTI POST,DINDUGAL-624 304-PH-98435 99658/0451 2434115 | PJMPT1 | Airtel | Tamil Nadu | GBT
IN-1060716 | PERIYAKOTTAI | 10.3766 | 78.0475 | MR.A.DURAISAMY,S/O.ARUHALAM CHETTIYAR,NO.37,PERIYAKOTTAI POST,SILUVATHUR VIA.,DINDIGUL DIST.-624 003.PH:99433-76903 | PRYKT1 | Airtel | Tamil Nadu | GBT
IN-1086867 | RAJAKAPATTI | 10.3476 | 78.0597 | OPEN LAND OF MR.K.MOHAMMAD ABDUL QATAR,NEAR RICE MILL,RAJAKAPATTI VILLEGE & P.O.,DINDIGUL T.K. & DISC.,PH NO-9952172008 | RJPTI1 | Airtel | Tamil Nadu | GBT
IN-1060194 | REDDIYAPATTI | 10.3228 | 78.0082 | MR.T.RAMACHANDRAN,NO.3/40C,REDDIYAPATTY POST,THAM ROAD,DINDIGUL DIST.-624006.PH:0451-2428481/2471644 | RDYPT1 | Airtel | Tamil Nadu | GBT
IN-1070662 | RMTC | 10.349 | 77.9861 | Mr.K.Shridhar, SS Complex, Opp to Rath ginning factory, tham road, dindigul DT, 98421-99944, 0451-2425866 | 2691 | Vodafone | Tamil Nadu | RT Tower
IN-1060740 | SENGURICHI | 10.3741 | 78.1648 | OPEN PLOT OF MR MANI MARAN,S/O-PANDIAN DAR,KURUMBAPATTY, SINGURICHI POST, TALUKA/DIST-DINDIGUL-624306, NO-0451-2553092 | SGCHI1 | Airtel | Tamil Nadu | GBT
IN-1030792 | SHANARPATTI | 10.2808 | 78.0724 | Mr.Jayasima, Kalaiamman Koil Street, Saripatti, Dindigul-624304 , 94424-48639 Land Back Sidepolicequarters,Station,Spk Garden | 838 | Vodafone | Tamil Nadu | GBT
IN-1086908 | SILUVATHUR | 10.3522 | 78.0908 | OPEN LAND OF MR.PALANISAMY,SILUVATHUR VILLEGE & P.O.,DINDIGUL T.K. & DISC..PH:9344114212 | SLVTR1 | Airtel | Tamil Nadu | GBT
IN-1060404 | SOUTH RANGANATHAPURAM | 10.3693 | 77.9943 | MR.SEBASTIN/JESURAJ,NO.5/396,RANGANADHAPURAM,NGO COLONY,DINDIGUL DIST.-624 005.PH:98944 01899/98943 98316 | DGL24 | Airtel | Tamil Nadu | GBT
IN-1086976 | V.S.KOTTAI | 10.332 | 78.1309 | P.SOKKANJ CHETTIYAR, S/O.POMMANCHETTIYAR, GANDHI NAGAR, VATHALA THOPPAMPATTY(PO), DINDUGUL-624306. PH.9786442986. 0451-3202007 | VSKTI1 | Airtel | Tamil Nadu | GBT
IN-1031082 | VEMBARPATTI | 10.2527 | 78.118 | Mr.Pitchai, S/o.Narayanasamy Naidu, Main Road, Vemvarpatti, Opp. Panchayat Middle School, Dindigul(Dt). | 2214 | Vodafone | Tamil Nadu | GBT
IN-1060242 | VIRALIPATTI | 10.2912 | 78.0472 | MRS.V.SAROJA,W/O.SIVASUBRAMANIYAN/V.GANESHAN,S/O.VELU PILLAI,SF.NO.18/2,VIRALAIPATTI,VADAKADU POST,SARPATTI SUB OFFICE,DINDIGUL TALUK,DINDIGUL DIST.-624 304.PH:0451-2550745 | VRLPT1 | Airtel | Tamil Nadu | GBT
IN-1059728 | YAGAPPANPATTI | 10.3314 | 77.9828 | Mrs.K.Jacqulin Rani,W/O,Sesuraj,Sf.No.626/1 Part,New Sf No.1145/33, No.626/1, Yagappanpatty,Adiyannuthu Post,Dindigul Dist.-624 003.Ph:99423-05333(Remarks:Mrs.K.Jacqulin Rani Is Brother In Law Is Mr.A | ADYNT1 | Airtel | Tamil Nadu | GBT
IN-1082983 | SIRUMALAI | 10.2403 | 78.0117 | MUTHUSAMY S/o VIRAVAN KADAMANGULAM ROAD PONGAPAIMEDU SIRUMALAI PALAYUR(PO)DINDIGUL PH :C/0 ARCHUN 9786618667 OR SOUNDARAPANDIYAN 9245861080 | 5567 | Vodafone | Tamil Nadu | GBT
IN-1118003 | DINDIGUL | 10.3662 | 77.9776 | Mr.Illangavoan,523-1A,Veppanthoppu Street,Palani Road,Dindigul (Tk & Dist).Cell 9842139357 | IDID0001 | Idea | Tamil Nadu | RT Tower
IN-1126662 | M.SETTIYAPATTI | 10.3987 | 78.0318 | MR.R.GURUSAMI S/o.MR.RENGASAMY,S.NO.268/5A,268/5B & 268/5C NO.268/5A1 M.SETTIYAPATTI, MULLIPADI POST, DINDUGAL DISTRICT 9790118363 | MSTTY1 | Airtel | Tamil Nadu | GBT
IN-1231895 | SIRUMALAI_PUDUR | 10.2326 | 77.9809 | M.S.MUTHAYA S/O M.SONAI MUTHU,THANIKENI KADU,SIRUMALAI PUDUR,SIRUMALAI(PO),DINDUGAL(TK),DINDUGAL(DT),PH:9842944630PH:C/0 THIRUMALAI SAMY-9025868287 | 7125 | Vodafone | Tamil Nadu | GBT
IN-1235998 | ROUND ROAD | 10.3587 | 77.9891 | MR.R.SUBRAMANIAM S/o.MR.N.S.RAMALINGAM TOWN SURVEY NO.1664/12 RACE COURSE ROAD DISTRICT - 624 005 ph-9245272427 | IDID0044 | Idea | Tamil Nadu | GBT
IN-1269175 | DGL GOVT HOSPITAL | 10.3656 | 77.9787 | A Kalidoss S/o Ayyalu Konar VIP Complex, Trichy Road, Near Union Club, Dindigul - 624001 | DGL14 | Airtel | Tamil Nadu | RT Tower
IN-1030929 | AIYYALUR | 10.4827 | 78.1563 | L.Boomiraja, S.F. No. 635/1, Near D.No. 10/ 1-52 A , Muthunayakanpatti Street, Ayyalur, Dindigul-624801 | 829 | Vodafone | Tamil Nadu | GBT
IN-1106465 | ALAGAPURI | 10.6004 | 77.9667 | B.PONNUTHAI, W/O.K.BASKARAN, ALAKAPURAI(PO), VADASANDUR(TK), DINDUGUL(DT). PH.9942710109. | ALPUR1 | Airtel | Tamil Nadu | GBT
IN-1106798 | AMMAPATTY | 10.5476 | 78.0167 | S.MARIYA ANTONIAMMAL, D/O.SANTHIYAGU PILLAI, V.AMMAPATTY, ATCHANAMPATTY, VEDACHANDUR, DINDUGUL -624001. PH:-9788151888. | AMPTT1 | Airtel | Tamil Nadu | GBT
IN-1060039 | ASHOK NAGAR WEST | 10.3744 | 77.9715 | MR.S.SAKTHIVEL,OLD SF.NO.727/2,T.S.NO.149/4,ASHOK NAGAR WEST,DINDIGUL-624 001.PH:99428-60609. | DGL17 | Airtel | Tamil Nadu | GBT
IN-1098581 | MUTHU NAGAR | 10.376 | 77.9682 | S.Ramakrishn, S/O Sivamuragasan, 167 Muthu gar, RM Colony, Dindugal-5. Ph:9360275581 | 180 | Vodafone | Tamil Nadu | RT Pole
IN-1030791 | DGL ASHOKNAGAR.S | 10.3731 | 77.9711 | Mrs.K.Uma, W/o. Kasi viswathan, 27, KVK salai, Ashok gar west, Dindugul - 624 001, 98421-12729 | 591 | Vodafone | Tamil Nadu | GBT
IN-1061215 | MANI SPINNING MILLS | 10.5159 | 77.9409 | Stores building, Mani spinning mills, gamapatti, Vedasandur, Dindigul dist. | VDSRM2 | Airtel | Tamil Nadu | RT Pole
IN-1085555 | ELLAKADAI | 10.5012 | 78.1925 | A. NEHRU, S/O, ALAGAR SAMI, 2, TRICHY - DINDUGAL MAIN ROAD, THAMGAM PATTI CHECK POST, ELLAKADAI , KALPATTI POST, MAPARAI TK, TRICHY - 621315? PH- 94435-92085 | 3992 | Vodafone | Tamil Nadu | GBT
IN-1059651 | ERIODU | 10.5156 | 78.0633 | Mr.P.Appukannu, S.F. No. 808/2, 808/2B1, Ayyalur Road, Eriodu, Vedachendur Taluk, Dindigul Dist. - 624 702. Ph: 04551-232501 | ERODU1 | Airtel | Tamil Nadu | GBT
IN-1062885 | FIVE FEET BYPASS ROAD | 10.3889 | 77.9629 | MR.P.NATARAYAN,NO.4/552,THIRUMALAI KENI NAGAR,CHELLAMANAYAKAN POST,VEDAKANDUR ROAD,DINDUGAL DIST-PH-094479 15714 | DGL29 | Airtel | Tamil Nadu | RT Tower
IN-1031396 | GUJILIYAMPARAI | 10.685 | 78.114 | P. Kalya Sundaram Sf No 1703/1B1A, Near Primary Health Centre, Chettid Cement factery Road, Gujiliam Pari, Dingugal DT. 624 703. Ph 04551 234207 | 2412 | Vodafone | Tamil Nadu | GBT
IN-1031023 | KALVARAPATTI | 10.6251 | 77.9388 | Mr.Jaya Kumar, Kalvarpatti, Vedanchandur, Dindigul (Dt), Ph.04551229323, 9965252173 | 1674 | Vodafone | Tamil Nadu | GBT
IN-1106777 | KANAKAMPILAYUR | 10.6458 | 78 | MR.K.MUTHUSAMY, KAKAMPILAYUR, KOOMBUR P.O., VEDASENDUR T.K., DINDUGUL-624710, PH-9788222095 | KANAY1 | Airtel | Tamil Nadu | GBT
IN-1086089 | KANAPADI | 10.4013 | 78.0995 | OPEN LAND OF MR.K.SUBRAMANI,KANAPADI VILLEGE,VADAMADURAI P.O.,VEDASENDURT.K.,DINDIGUL,PH NO-9789697714 | KNPDI1 | Airtel | Tamil Nadu | GBT
IN-1128435 | KOOMBUR | 10.6532 | 77.9791 | P.MARI MUTHU,KOOMBUR(V), | 2942 | Vodafone | Tamil Nadu | GBT
IN-1059761 | KOTAIYUR | 10.479 | 77.9474 | Mr.Palaniswamy, N.H.Road, Kottaiyur.Ph : 0451-2557686. | KTYUR1 | Airtel | Tamil Nadu | GBT
IN-1060540 | KOTHAMPATTY | 10.3841 | 77.9974 | MR.S.AIYANAR,S/O.M.CHINNADURAI,3/427,SALLAPADAI,KOTHAMPATTY,KARUR ROAD,DINDIGUL DIST.-624001.PH:0451-2421318 | DGL27 | Airtel | Tamil Nadu | GBT
IN-1094488 | KOVAKKAPATTI | 10.5773 | 77.9889 | S.DURAIPANDIYAN, OLD NO:5/98, NEW NO:5/964,KOVAKKAPATTY POST | 5722 | Vodafone | Tamil Nadu | GBT
IN-1061210 | EASTMAN SPINNING MILLS PVT LTD. | 10.5912 | 77.9394 | EASTMAN SPINNING MILLS PVT LTD., MR.SHANMUGATHAN, NH-7, KARUR-DINDUGAL MAIN ROAD, VIRUTHALAIPATTI, VEDASANDUR, DINDUGAL. PH:99943 55466 | VRTPT2 | Airtel | Tamil Nadu | RT Pole
IN-1086109 | MARAMBADI | 10.4814 | 77.9887 | OPEN LAND OF MR.JAMES,KASTURI GAR,MARAMBADI VILLEGE & P.O.,VEDASENDUR T.K.,DINDIGUL. | MRMBD1 | Airtel | Tamil Nadu | GBT
IN-1059415 | MUNANDIPATTI | 10.4213 | 78.0577 | Arokiyaraj, Survey No. 297, Uralipatti Pirivu Road, Beside Balavinayaka Spinning Mill, Velvarkottai Post, Vedasandur Tk, Dindigul Dt-624001, Ph: 98423 53133 (Nh-45.(Silapadi To Vadamadurai) | MNDPT1 | Airtel | Tamil Nadu | GBT
IN-1031491 | NACHIMUTHU | 10.3786 | 77.9667 | chi Muthu complex,Near MVM College,Thadi kombu Road,Dindukal.624001 | 6012 | Vodafone | Tamil Nadu | RT Tower
IN-1031132 | NAGAYAKOTTAI | 10.5554 | 78.0576 | V.Perumalraj, 5/160, N.Pannaipatti, Nagaiyakottai, Vedachandur TK, Dindigul Dt, 04551-207651 | 2291 | Vodafone | Tamil Nadu | GBT
IN-1031121 | NALAMANURKOTTAI | 10.4649 | 78.0299 | Mrs.Selvamani, W/o.K.Vellai samy, SF No: 278/1, No:3/79, Loo4 street, Nallamanur kottai post, Thirukkan, Dindigul - 624 005 / 99761-47833, 98433-23339 | 2211 | Vodafone | Tamil Nadu | GBT
IN-1101208 | P.KOSAVAPATTI | 10.4594 | 78.0536 | Kothandapani, S/O. Alagumalai, Kosavapatti, Vedachthur (Tk), Dindugal(Dt). Ph:9486767551 | PKSPT1 | Airtel | Tamil Nadu | GBT
IN-1031131 | POOTHAMPATTI | 10.5151 | 78.0084 | K.Muthukumar, S/o, Karuppa pillai, 37, Kothampatty west, Erode Via, Vedasanthur TK, Dindigul Dt - 624 702, 99659-97671 | 2292 | Vodafone | Tamil Nadu | GBT
IN-1230550 | R.PUDUKOTTAI | 10.6109 | 78.0516 | Mr. P. Palanichamy, S/o. Perumal Gounder, Old. No. | 3290 | Vodafone | Tamil Nadu | GBT
IN-1060446 | RAJAKAPATTY | 10.3809 | 77.9731 | MRS.S.INDRANI,W/O.R.SANGARA NARAYAN,2/12,RAJAKAPPATTY,DHANALAKSHMI,ESWARAN STREET,COLLECTRATE POST,DINDUGAL-624 004-PH-92452 77952 | DGL30 | Airtel | Tamil Nadu | GBT
IN-1069389 | RCOMBAI | 10.6125 | 78.1168 | Mr.SIVARAMAN,25C JEEVA NAGAR 1ST CROSS,THANTHONIMALAI,KARUR DIST,--9442924078 | 3289 | Vodafone | Tamil Nadu | GBT
IN-1030611 | RVSCOLLEGE | 10.4214 | 78.0065 | Mr. G. Azhagu Ramanujam, C/O. Muthusamy, Erumaicken Patti, Chella Mandai Post, Dindugal.? Ph? 99940? 74416, 0451 6780143 | 412 | Vodafone | Tamil Nadu | GBT
IN-1085554 | SEELAPADI | 10.387 | 78.0107 | MR.RAJANDRAN, S/O,MARIMUTHU, NEAR ROHINI FOUNDRY, TRICHY MAIN RD, DINDUGAL. PH:0451(2423886) 9842123886. | 3997 | Vodafone | Tamil Nadu | GBT
IN-1107082 | SENGULATHUPATTI | 10.4049 | 77.9586 | MR.SUBRAMANIYAN, S/O,SUBBAIYA, SENGULATHUPATTI, THADIKOMBU RD, DINDUGAL, PH:9360361901. | 3998 | Vodafone | Tamil Nadu | GBT
IN-1059763 | SETTINAICKENPATTI | 10.3936 | 77.9732 | Mr.P. Rajaram, S.F.No.489/53 & 57, No.1/380, Backside Balaji Complex, Settinaickenpatty Bus Stop, Settinaickenpatty, Dindigual Dist.- 624 004. Ph:0451-24619069. | STNPT1 | Airtel | Tamil Nadu | GBT
IN-1059222 | SILAPADI | 10.3946 | 78.0083 | B.Sivakumar, Sf No: 709/10, 10A, No:2/963, Seelapadi Post, Dindigul - 624005 / 0422-5561760 , 0451-2411508, 9443B.Sivakumar, Sf No: 709/10, 10A, No:2/963, Seelapadi Post, Dindigul - 624005 / 0422-5561 | SLPDI1 | Airtel | Tamil Nadu | GBT
IN-1059864 | THANGAMMPATTY | 10.4976 | 78.1814 | Mr.g.ganeshan,sf.no.70,70/3,no.19/55a,thangammapatty,ayalur Post,vedasanthur Taluk, Dindigul Dist.-624 801.ph:94429-37118 | THGPT1 | Airtel | Tamil Nadu | GBT
IN-1094492 | ULLIYAKOTTAI | 10.665 | 78.0694 | PONNUSAMY, NO:3/262 ULLIYAKOTTAI POST | 5725 | Vodafone | Tamil Nadu | GBT
IN-1086961 | USALAMPATTI | 10.5735 | 78.0317 | A.AMIRTHA GANESH, S/O.AYYASAMY, USILAMPATTY(PO), VADASANDUR(TK), DINDUGUL(DT). PH.9362696915 | USMPT1 | Airtel | Tamil Nadu | GBT
IN-1031319 | VADAMADURAI | 10.4439 | 78.1007 | Sagunthala, D/o. Alagarasamy, Pajai mandalam street, vadamadurai, Dindigul , 04551-238908 | 839 | Vodafone | Tamil Nadu | GBT
IN-1061043 | VADAMADURAI | 10.4419 | 78.1011 | P.Rajendran,Near Rajmohan Tiruma Mahal, A.V.Patti Road, Vadamaduai, Madurai - 624 802,04551 - 2338231 / 9367912642 | VMDU1 | Airtel | Tamil Nadu | GBT
IN-1232331 | VALIAKOUNDANUR | 10.5652 | 77.9995 | VLKDR1 ,INFRATEL ,A.SANGAPILLAI, MANOJ COMPLEX BA | VLKDR1 | Airtel | Tamil Nadu | GBT
IN-1061949 | VEDASANTHUR | 10.5311 | 77.9475 | Ss Complex, Dindugul Center, Co-Op Bank Building, Near Bus Stand, Vedasanthur. | VDSR1 | Airtel | Tamil Nadu | RT Tower
IN-1106669 | VELAYUDAMPALAYAM | 10.4192 | 78.1211 | Mr.P.Kandasamy, Velayudampalayam Villege, Motampatti P.O., Vedasendur T.K., Dindugul,Ph No-04551-260006 | VMPYM1 | Airtel | Tamil Nadu | GBT
IN-1062859 | VIP NAGAR | 10.3767 | 77.9783 | MRS.VALLIAPPAN,W/O.V.MUTHU MEENAL,52,NAGAPPA NAGAR,NEAR NOMAN RAILWAY GATE,DINDUGAL-PH-0451 2430482/9944752733 | DGL25 | Airtel | Tamil Nadu | RT Tower
IN-1122861 | VIRUMBUR | 10.5969 | 78.0799 | MR.T.RAJA,S/O.THANGA DURAI,SF.NO.640/3A6,RAJA RICE MILL,VEDACHANTHUR TALUK,KOVILUR POST,DINDIGUL DIST.-624706.PH:04551-223389 | VRMBR1 | Airtel | Tamil Nadu | GBT
IN-1059261 | VIRUTHALPAT | 10.5824 | 77.9415 | V.RAJESWARI,W/O VIJAYAN SERVAI,VITTANERI VILLAGE,SIVAGANGAI Tk,&Dist. Ph: 94434 42658 | VRTPT1 | Airtel | Tamil Nadu | GBT
IN-1083028 | SOUTH THALIPATTY | 10.6472 | 78.1072 | A.MURUGESAN(TR),THALIPATTY SOUTH,PULIAMPATTY(PO),VEDASANDUR(TK)DINDUGUL(DT),9443122290 | 5712 | Vodafone | Tamil Nadu | GBT
IN-1109783 | KOTTANATHAM | 10.7491 | 78.0936 | MR.S.PERIYASWAMY,8\41.MAIN ROAD,KOTTATHAM VILL & POST,PALAYAM VIA,VEDASANDHUR TLK,DINDUGAL DIST.PH-9843074784,9976620498 | KTNTM1 | Airtel | Tamil Nadu | GBT
IN-1109789 | C C C QUARIE(ALAMBADI) | 10.7221 | 78.0659 | MR.ARUGIRI ,SITE ADD-BACKSIDE OF GOVT MIDDLE SCHOOL,CCC QUERY(CHETTID CEMENT COMPANY),ALAMBADI VILL & POST,GUZILIAMPARAI VIA,VEDASANDHUR TK,DINDUGAL DIST, RESD ADD-MR.S.P.ARUGIRI ,BACKSIDE OF TNEB OFF | CCQUR1 | Airtel | Tamil Nadu | GBT
IN-1109765 | KURUVANOOR | 10.6205 | 77.9966 | MR.K.JAYAKUMAR,S\O R.KALIMUTHU,D.NO-2\73,KURVANOOR VILL & POST,VEDASANDHUR TK,DINDUGAL DIST. PH-9843824688 | KRVNR1 | Airtel | Tamil Nadu | GBT
IN-1109761 | MALLAPURAM | 10.6806 | 78.0437 | MR.N.MANI(POST MASTER),S\O RAYAN,MALLAPURAM ILL & POST,GUZILIAMPARAI VIA,VEDASANDHUR TK,DINDUGAL DIST-624703 PH-9786022946 | MLAPM1 | Airtel | Tamil Nadu | GBT
IN-1109736 | TENNAMPATTI | 10.4789 | 78.0891 | MR.M.K.V.PAUL RAJAN, SITE ADD: PAUL RAJAN RICE MILL, VEDASANDUR TO VADAMADURAI MAIN RD, TENNAMPATTI VILL & PO, 624802. RESI ADD:PAUL RAJAN RICE MILL, ERIYODU VILL &PO, VEDASANDUR TK, DINDUGAL. PH:9442 | TNMPT1 | Airtel | Tamil Nadu | GBT
IN-1061203 | CENTWIN TEXTILES LTD. | 10.5527 | 77.9464 | MR.RAJESH - ADMIN OFFICER, M/S.CENTWIN TEXTILES MILLS PVT LTD, NO.406, KARUR ROAD, VEDACHANDUR, DINDUGAL - 624 710. PH: 99444 99309 | VDSRM1 | Airtel | Tamil Nadu | RT Pole
IN-1109981 | SUKKAMPATTI | 10.5285 | 78.1718 | MR.P.RAJENRAN (X-PRESIDENT), S/O,PUSARI NAIDU, SUKKAMPATTI VILL&PO, AYYALUR VIA, VEDASANDUR TK, DINDUGAL | SUKMT1 | Airtel | Tamil Nadu | GBT
IN-1112486 | RAMAGIRI | 10.1134 | 78.0233 | RAMAGIRI,GUJILIYAMPARRAI ROAD,DINDIGAL | RAMGR1 | Airtel | Tamil Nadu | GBT
IN-1113855 | SULLARUMBU | 10.5097 | 77.8739 | P.Murugaraj, SF No: 361/12C, 1/433, sullerumbu post, Attur TK, Dindigul - 624 710, 9976153792 | 1143 | Vodafone | Tamil Nadu | GBT
IN-1112796 | KOLLAPATTY | 10.7561 | 78.0488 | OPEN LAND OF MR.K.P.RAMASAMY,S/O-PAPAIKER,KOLLAP,ALAMBADI POST, VEDACHANDUR,TK, DINDUGAL DT | KOLPT1 | Airtel | Tamil Nadu | GBT
IN-1126838 | POOSARIPATTI | 10.7574 | 78.1152 | S.Kandasamy,S/o,Sangapillai,Poosaripatti,Servaikaranpatti Post,Vedachandhur Taluk,Dindugal-624602 | 4302 | Vodafone | Tamil Nadu | GBT
IN-1134977 | KOVILPATTI | 10.7225 | 78.1465 | KOVILPATTIPALAYAM ,KARUR DT, | 3069 | Vodafone | Tamil Nadu | GBT
IN-1231874 | KUTTAM | 10.5999 | 77.91 | DEVIYAKANPATTI (PO),VEDASTHUR TK,DINDUGAL DT | 7162 | Vodafone | Tamil Nadu | GBT
IN-1139276 | PANDIYANOOR | 10.404 | 78.1578 | N.PALLIKUDATHAN S/O NAIUNAN,5/33 PANDIYANUR,SENKURICHI(VILL),SADAYAMPATTI(PO),NATHAM(TK),DINDUGAL(DT),PH:9659673212 | 7047 | Vodafone | Tamil Nadu | GBT
IN-1139130 | RAMANATHAPURAM | 10.3882 | 78.0848 | S.AKKAMMAL W/O SELVARAJ,3/14 RAMANATHAPURAM,NEAR TO MUNNIYANDI KOVIL ,KAANAPADI(PO)(VILL),VEDACHANDUR(TK),DINDUGAL(DT)-624802,PH:C/O JAYAKUMAR-9344204881,9965997837 | 7031 | Vodafone | Tamil Nadu | GBT
IN-1126534 | PADIYUR | 10.4215 | 78.0249 | P.Kanmmal, S/o Palanisami, 7/182 Mnthaithottam, Padiyur Village & PO , Vedasanthur (TK), Dindugal(DT)-624005. 9750435954? | PDIYR1 | Airtel | Tamil Nadu | GBT
IN-1139256 | PUTHUR | 10.4319 | 78.1706 | V.ANNDIAMBALAM S/OVELLAYANAMBALAM,72-PUTHUR(PO)(VILL),VEDACHANDUR(TK),DINDUGAL(DT)-624802,PH:C/O THIRUMAN-9715333150 | 7046 | Vodafone | Tamil Nadu | GBT
IN-1061840 | THADIKKOMBU | 10.4387 | 77.9532 | Rithal, AEJ comRithal, AEJ complex, church opp, thagikombu, Dindugal Dist-PHplex, church opp, thagikombu, Dindugal Dist-PH | TKMB1 | Airtel | Tamil Nadu | RT Tower
IN-1246341 | SOOLAPURAM | 10.7075 | 78.0242 | Mrs.P.Manimekalai, S/o.S.Periyasamy, SF No: 1266/3, mallapuram, vadakku thottam, sulapuram post, esanatham via, vedachandur, dindigul dt-, | SUPRM1 | Airtel | Tamil Nadu | GBT
IN-1098576 | GANAPATHY PALAYAM | 10.9381 | 78.0929 | V.Kalliappan, Old door no: 3A, New no: 2C, Ganapathy palayam south Thanthoni village, Karur TK, Karur DT - 639 005, 9843608435, 99432-76500 | 173 | Vodafone | Tamil Nadu | RT Pole
IN-1098587 | PRAGADESH MAHAL | 10.9622 | 78.0765 | PK Ramakrishnan, S/O Karupanagounder, 9 North Pragadesh Mahal Rd, Karur-1.PH:9442239984 | 176 | Vodafone | Tamil Nadu | RT Pole
IN-1098593 | THERKU NARASIMAPURAM | 10.9565 | 78.0797 | G.Kumarasan, S/O Chellaputhupillai, 56 Therku Narasimmapuram, Rasi Complex, Karur. Ph:9486812790 | 177 | Vodafone | Tamil Nadu | RT Pole
IN-1098598 | VAIYAPURI NAGAR | 10.9616 | 78.0679 | K.KarthikRajan, S/O krishnaswamy, 63/1 Vaiyapurai Nagar, 2 cross Karur-2. Ph:9442144445 | 182 | Vodafone | Tamil Nadu | RT Pole
IN-1030779 | KRISHNARAYPRAM | 10.9582 | 78.2715 | V.Kanakaraj, S.F.No.61/14, Angalamman Kovil Street, Trichy Main Road, Krishnarayapuram, Karur Dist. | 326 | Vodafone | Tamil Nadu | GBT
IN-1031289 | NALLUR_TRZ | 10.817 | 78.4561 | A.Rengasamy, S.F.No.148/1, Near No.6-37, Rajalingagounderpatti, Nallur, Kulithalai Taluk, Karur - 639 104. | 549 | Vodafone | Tamil Nadu | GBT
IN-1030671 | VANGAL | 11.0392 | 78.1171 | K.Balakrishnan, S.F.No.98, Opposite To Police Line, Vangal, Karur District. | 559 | Vodafone | Tamil Nadu | GBT
IN-1031801 | THORANAKAL PATTU | 10.9559 | 78.06 | R.Murugesan, 76/A/2, Chellandipalayam East, Thoranakalpattu, Karur | 582 | Vodafone | Tamil Nadu | RT Tower
IN-1031542 | KOVAI ROAD | 10.9594 | 78.0728 | V. Duraisamy, Sf No 582/12,13,Vasantham Nagar Eaast,Rettipalayam Karur-639002 | 708 | Vodafone | Tamil Nadu | RT Tower
IN-1031368 | TRICHY HIGH WAY | 10.9436 | 78.1106 | Plot No. 3, 4 & 5, SF No. 373,Theeran Chinnamalai Nagar, Trichy Highway, Karur. | 709 | Vodafone | Tamil Nadu | GBT
IN-1247535 | MGROAD | 10.9644 | 78.0656 | Mr.K.A.G.Dhandapani, S/o.K.P.Angamuthu, SF No:205, M.G.Road, Sendundhapuram post, Karur - 2, 97900-74005 | 712 | Vodafone | Tamil Nadu | GBT
IN-1031365 | KULITHALAI | 10.9347 | 78.4294 | Plot No. 55, 54 &53 part in SF No. 65/1, Jai Mahal Avenue, Behind Lakshmi Theatre, Trichy - Karur Main Road, Kulithalai - 639 104. | 713 | Vodafone | Tamil Nadu | GBT
IN-1031547 | RAMAKRISHNAPURAM | 10.9628 | 78.0772 | 55/14, North Pradakshinam Road, Near Bindu Stationaries, Karur | 721 | Vodafone | Tamil Nadu | RT Tower
IN-1030608 | THOGAMALAI | 10.7219 | 78.41 | M. Mohana Sundaram, S.F.No:292/1W, 292/1H, Poo. S.S.K. Kalayanamandapam, Near Bus Stand, Vedhachalapuram, Thogamalai(Post), Karur Dt-621 313. | 760 | Vodafone | Tamil Nadu | GBT
IN-1031643 | PULIYUR | 10.9402 | 78.1451 | M. Manivel, Survey No.1451/3, No.47, Smr Complex, Trichy Main Road, Puliyur, Karur District - 639 114. | 768 | Vodafone | Tamil Nadu | RT Tower
IN-1031737 | NEW KOVAI ROAD | 10.9652 | 78.0468 | Mr Duraisamy, No 582/12B, Vasantham Nagar, East Reddiarpalayam, Kovai Road, Karur 639 002. Ph 9443847655 | 769 | Vodafone | Tamil Nadu | RT Tower
IN-1030466 | THANTHONRI MALAI | 10.9348 | 78.0907 | M. Saroja, Sf.No:495, 6Th Cross, Sathya Murthy Nagar, Thanthonimalai, Karur Dt. | 771 | Vodafone | Tamil Nadu | GBT
IN-1031650 | OLD BUS STAND | 10.9567 | 78.0819 | A.Chidambaram, Door No.9, Athikrishnapuram, Karur - 639 001. | 773 | Vodafone | Tamil Nadu | RT Tower
IN-1030443 | MAYANUR | 10.953 | 78.2361 | R. Periyasamy, Survey No.156/2B2, Door No.168, Kasa Colony - 1, 1St Ward, Mayanur Post, Krishna Rayapuram Taluk, Karur District - 639 108. | 799 | Vodafone | Tamil Nadu | GBT
IN-1108970 | METTU MARUTHUR | 10.8984 | 78.443 | Mr.R.Rengarajan , Mettu Marudhur Kudi Street , Kulithalai Taluk , Mettu Marudhur , Karur - 639107 | 1155 | Vodafone | Tamil Nadu | GBT
IN-1113435 | VAYALUR | 10.8712 | 78.3452 | V.P,Annavi , Vayalur Post , Krishnayapuram TK , Karur-639119 | 1159 | Vodafone | Tamil Nadu | GBT
IN-1031244 | KPARAMATHY | 10.9582 | 77.9117 | P. Marimuthu, New Survey No:227/A2, No:1/1, Kovai Main Road, K.Paramathy Post , Karur Dt-639111. | 1204 | Vodafone | Tamil Nadu | GBT
IN-1030873 | P.J.CHOLAPURAM | 10.9065 | 78.2814 | S. ANBU SELVI , S.F. Nio, 918/1. Near No . 52 Aalamara Street, Palaya Jayankondam Post, Krishna Rayapuram Taluk, Karur - 639102 | 1542 | Vodafone | Tamil Nadu | GBT
IN-1030898 | UPPIDAMANGALAM | 10.8988 | 78.1594 | V.RAMACHANDRAN, S.F.No. 458/G1, Near No.46, Manaparai Main Road, Upidamangalam, Karur - 639 114. | 1667 | Vodafone | Tamil Nadu | GBT
IN-1031010 | ANDIPATTIKOTTAI | 10.6803 | 77.9273 | N.PITCHAIMUTHU, S.F.No.270/4A6A, Near No.377, Andipatti, Alamarathupatti Post, Aravakuruchi Taluk, Karur - 639 207. | 1670 | Vodafone | Tamil Nadu | GBT
IN-1031030 | D.GUDALUR | 10.7892 | 78.1243 | V.POOVALINGAM, S.F.No. 688 Situated At Land Near No.9/159, Main Road, D.Gudalore Post, Vedasantur Taluk, Dindigul District - 624 620. | 1672 | Vodafone | Tamil Nadu | GBT
IN-1031195 | KAMARAJROAD_KAR | 10.9647 | 78.0724 | KANDHASAMY, Old No.21/1, New No.160/H, Kamarajapuram East, Sengunthapuram 8Th Cross, Karur - 639 002. | 1952 | Vodafone | Tamil Nadu | RT Tower
IN-1030469 | CHINNADHARAPURAM | 10.8533 | 77.8533 | M. Gunasekaran, M.K Gunasekaran Sf No 584 Near Travels Bunglow Chinna Darapuram Karur Dist 04320-232114 | 2225 | Vodafone | Tamil Nadu | GBT
IN-1031092 | NOYYAL | 11.0488 | 77.9254 | Mr.Kuttiappan, 1/67, Ganapathipalayam, Noyyal post, Karur DT, 99448-14161 | 2252 | Vodafone | Tamil Nadu | GBT
IN-1031181 | THARANAGAMPATTI | 10.7086 | 78.2412 | P.Chandanam, 1/26, East Street, Near Milk society, Tharagampatti, Thulithalai Tk, Karur Dt , 94869-17285 | 2260 | Vodafone | Tamil Nadu | GBT
IN-1070513 | NANGAVARAM | 10.8694 | 78.5397 | VEERAPPAN, S/O, THANGA PILLAI, PERUGAMANI MAIN ROAD, NEAR CO-OP BANK, NANGAVARAM(PO), KULITHALAI(TK), KARUR-639110. 9443303768. | 2361 | Vodafone | Tamil Nadu | GBT
IN-1070517 | KAKAVADI ROAD ( SELAPATTI ) | 10.8975 | 78.0297 | MR. DURAISAMY, KAKA VADI ROAD, MACHAN NAGAR, SELAPATTI POST, KARUR - 639005? PH- 99943-84787 | 2367 | Vodafone | Tamil Nadu | GBT
IN-1031216 | IYERMALAI | 10.8812 | 78.3906 | P.Sivasubaramaniyam, No:3/11, Manaiparai Rd, Iyeermalai, Sivayam(P), Kulithalai(Tk), Karur(Dt), Pin:639120, Ph:9442827153, 04323-245607 | 2374 | Vodafone | Tamil Nadu | GBT
IN-1030967 | MOOKANANKURUCHI | 10.8678 | 78.0773 | V.Kalaimani, S/O.Velusami Gounder, Kandasarapatti, Mookanankurichi(V), Aravakurichi(Tk), Karur(Dt), Ph:04324-281544, 9442483530 | 2842 | Vodafone | Tamil Nadu | GBT
IN-1030969 | KOSUR | 10.7435 | 78.3183 | K.Karuppan, Kuna Gounder, Sukkampatti, Kosur(P), Krishnaraipuram(Tk), Thogaimalai(Via), Karur(Dt), Pin:621313, Ph:9442739778, 04323-293215. | 2844 | Vodafone | Tamil Nadu | GBT
IN-1070715 | D.EDAYAPATTI | 10.5793 | 78.2385 | M.Rajappan, S/O.Manicka Konar, D.Eadayapatti(P), Tharagampatti(Via), Kulithalai(Tk), Karur(Dt), Ph:9443357219. | 2845 | Vodafone | Tamil Nadu | GBT
IN-1128445 | KAMADHENU NAGAR | 10.9713 | 78.08 | S.KULANTHAYEE, W/O.V.SUBBURAYAN,NO.2280/07. | 2978 | Vodafone | Tamil Nadu | GBT
IN-1238694 | CHINNAMANAYAKANPATTI | 10.9398 | 78.1685 | Mr.V.Kaliyappan, S/o.Mr.Vaiyapuri, SF No: 73/12, * 73/21, No:3, Chinnama nayakanpatti, Veera Rakkiyam post, Krishnarayapuram TK, Karur Dt - 639 102, 99526-14088, 99430-66274 | 3068 | Vodafone | Tamil Nadu | GBT
IN-1069360 | R.VELLODE | 10.7508 | 78.0203 | R.RAJA,S/O KANDASAMY NAICKER,PLAYAM TO ARAVANKUDI MAIN ROAD,R.VELLODE POST,VEDACHANDUR TALUK,DINDUGUL DIST.PIN:624620, PH:9442423463 | 3253 | Vodafone | Tamil Nadu | GBT
IN-1069375 | SEMBIYANATHAM | 10.6682 | 78.1883 | K. Bommana Naicker, S/o Krishnama Naicker, 24, Salaiyur Village, Tharagam Patty Via,Sembiya Natham post, Karur Dist. 621311.97871-72032, 94424-91353 | 3283 | Vodafone | Tamil Nadu | GBT
IN-1127936 | CHETTINADU ENGG COLLEGE | 10.9419 | 78.135 | SELVARAJ S/O PALANICHAMY 37.TRICHYMAIN ROAD CHETTIPALAYAM PULIYUR [PO].KARUR [DIST].PH NO: 9443156417 | 3439 | Vodafone | Tamil Nadu | GBT
IN-1107402 | VANGAPALAYAM | 10.9876 | 78.0768 | P.Vengiliappa gounder, 247, Salem main road, vangapalayam post, Karur TK, 99441-86721 | 3900 | Vodafone | Tamil Nadu | RT Tower
IN-1107085 | SUKKALIYUR | 10.9364 | 78.0553 | KRISHNASAMY,S/O,PERIYASAMY,96/4,CHECK POST,SUKKALIYUR(P.O),MADURAI BYPASS RD,KARUR.PH:9344822379 | 3958 | Vodafone | Tamil Nadu | GBT
IN-1030446 | PUGALUR | 11.0767 | 78.0071 | S.T. Shanmugam, Survey No.161/1A, As Per Subdivision Survey No.161/1A1C1, Sundarambal Nagar, Velayudampalayam, Karur District - 639 117. | 4070 | Vodafone | Tamil Nadu | GBT
IN-1126847 | KAVANDANPATTI | 10.8456 | 78.5553 | A.Shanti,W/o,C.Alagesan,Kavandampatti,Kurichi Post,Kulithalai Taluk,Karur-639110,Ph-99434-70444,97900-77716 | 4243 | Vodafone | Tamil Nadu | GBT
IN-1127923 | SENNAMPATTI | 10.692 | 78.2145 | L.Rakkamal,W/o,Laxmana Gounder,5/160/1,Sennampatti,Athanur Post,Tharagampatti Via,Kulithalai Taluk, Karur-621311,Ph-93620-01920,97904-86541 | 4281 | Vodafone | Tamil Nadu | GBT
IN-1126841 | VEERANAPATTI | 10.7253 | 78.2078 | A.Mariyappan,S/o,Arumugam,Veeranam Patti,Chinthamani Patti Via,Kulithalai Taluk,Karur-621301,Ph-99943-24395,94439-24357 | 4307 | Vodafone | Tamil Nadu | GBT
IN-1238693 | MANAVASI | 10.9335 | 78.2212 | A.periyasamy, S/o.Alagirisamy Naidu, SF No: 175/2, Sub Division SF No: 175/2A, Ganesapuram, Puliyur post, Karur DT-639114, 9894159630 | 4438 | Vodafone | Tamil Nadu | GBT
IN-1113660 | LINGATHUR | 10.9147 | 78.1543 | Mr.L.K.Senthilkumar, No:50, Limgathur, Uppidamanglam Posat, Karur - 639114, PH:9442000999 | 4442 | Vodafone | Tamil Nadu | GBT
IN-1113657 | KOYAMPALLI | 10.9732 | 78.1329 | Mr.S.Gopinath, No:39/A-5, South Sellipalayam , Koyampalli Post, Karur- 639114 , ph:9443882037 | 4443 | Vodafone | Tamil Nadu | GBT
IN-1250431 | MELAPAGUTHI | 10.5943 | 78.1918 | Mrs.T.Sampoornam,W/O.Thangaraj,Sf.No.147/1,Kadavur | 4704 | Vodafone | Tamil Nadu | GBT
IN-1083168 | MATTANGAADU | 10.8342 | 77.8295 | R.UTHRAMOORTHY S/o RAMASAMY KOUNDAR OTHAMANTHURAI MATANGKATTU VILLAGE RANGAPALAYAM (PO)ARAVAKURACHI(TK) KARUR DIST PH:9442491363 OR c/O SELVAKUMAR 9786440630 | 5628 | Vodafone | Tamil Nadu | GBT
IN-1122238 | KARUR COLLECTOR OFFICE | 10.9195 | 78.0948 | Velusamy , Thanthonimalai post, Rayanoor village, Karur - 5. M : 9443924385 | 5647 | Vodafone | Tamil Nadu | GBT
IN-1083530 | VASUKUMARANPATTI | 10.7724 | 78.0807 | S.PALANNISWAMY,S/O,SWAMYAPPAN,VASUKUMRANPATTI,K.PICHANPATTI(PO),KARUR(DT)9843276040 | 5713 | Vodafone | Tamil Nadu | GBT
IN-1083523 | KAVALKARANPATTI | 10.7435 | 78.5105 | M.RAJA S/OMUTHUSWAMY CHETTIYAR,2/37,KAVALKARANPATTI(PO),THOGAIMALAI(VIA),KARUR(DT),9894725957 | 5740 | Vodafone | Tamil Nadu | GBT
IN-1081320 | SENGAL | 10.8688 | 78.2481 | ARUMUGAPILLAI,SENGAL(P.O),SENGAL,KRISHNARAYAPURAM THALUK,KARUR-639001.PH:9443147318. | 5763 | Vodafone | Tamil Nadu | GBT
IN-1031273 | ESANATHAM | 10.7069 | 78.0035 | R.Natarajan, S.F.No.743/2A2, Near K.R.Complex, 2/160,Main Road, Aravankuruchi(Tk), Karur - 639 203. | 6298 | Vodafone | Tamil Nadu | GBT
IN-1030570 | ERODE RD | 10.9836 | 78.0265 | K.Nallasamy, S.F.No.181,Opposite To Hollow Block Company, Andal Koil West, Athur Nathamedu, Karur - 639 002. | 6404 | Vodafone | Tamil Nadu | GBT
IN-1030569 | SALEM BYE PASS ROAD | 11.0032 | 78.0672 | M.Sasi, S.F.No.554/1 & 550/1G,F.No.70,Naval Nagar, Salem Bye Pass Road, Karur - 639 002. | 6405 | Vodafone | Tamil Nadu | GBT
IN-1030568 | THENNILAI | 10.9498 | 77.8314 | Mr.S.Annnakudi,W/o Subramanian, Behind police Station, Near Water Tank, Kovai Main Thennilai, Karur Ph9842499979 | 6406 | Vodafone | Tamil Nadu | GBT
IN-1030561 | VELLIYANAI | 10.845 | 78.1195 | M.Krishnasamy, S.F.No.1125-29,Back Side Of Lakshmi Vilas Bank, Velliyanai(Po), Karur - 639 118. | 6407 | Vodafone | Tamil Nadu | GBT
IN-1139041 | VADAVAMBADI | 10.8307 | 78.2661 | Mr.M.Sanga Gounder, S/o.Muthaiah Gounder, SF No: 501/5A, Vadavampadi Village, Vellapatti post, Chinthamanipatti Via, Kulithalai TK, Karur Dt-639 119, 97914-63544 | 7016 | Vodafone | Tamil Nadu | GBT
IN-1139042 | VENKAMPATTI | 10.9045 | 78.3625 | MR.V.S THAMGAVEL S/O SHANMUGAM VENKAM PATTI,THALIYAMPATTI PO,KRISHNARAYAPURAM TK,KARUR DT-639120.PH-9787419004 | 7018 | Vodafone | Tamil Nadu | GBT
IN-1139039 | PANNAPATTI | 10.786 | 78.2359 | PONNAMABALAM,1/31PANNAPATTI,UDAYAPATTI(P.O),KULLITHALAI(TK),KARUR-621312.PH:9787548070. | 7021 | Vodafone | Tamil Nadu | GBT
IN-1139324 | KALAYAPATTI | 10.7593 | 78.1739 | Mr.M.L.Arokiaraj, S/o.Mara Louis, SF No: 191/2, Chinnandipati, Kalayapatti post, kulithialai TK, Karur DT-621 301, 97514-54369 | 7079 | Vodafone | Tamil Nadu | GBT
IN-1139329 | P.KADAMBANKURICHI | 11.064 | 78.0626 | P.Kannammal, W/o.Palaniappan, SF No: 271/A1A1, Mettupalayam, Punchai Kadambankurichi, Karur Dt - 639 113, 04324-271366 | 7087 | Vodafone | Tamil Nadu | GBT
IN-1059265 | ANDAN KOVIL EAST | 10.9532 | 78.0402 | S.Manokaran, Sf No: 2507/6, Old Sf No: 1347, No:1/4, Periyar Nagar, Peru Andan Kovil Post, Karur Dt - 639002 / 04324-230670 | ADKOL1 | Airtel | Tamil Nadu | GBT
IN-1072011 | AANAGOOR | 10.7955 | 77.8163 | OPEN LAND OF MR.KUPUSAMY GOUNDER,AANAGOOR VILLEGE & P.O.,ARAVANKURICHI T.K.,KARUR,PH NO-9486273295 | ANAGR1 | Airtel | Tamil Nadu | GBT
IN-1060846 | ANJEE ROAD | 10.8636 | 77.9982 | N.Subramaniam, S/O. Nallappa Gounder, Five Road, Tallapatti Post, Poultry Farm, Opp To Panchayat Office, Aravakurichy Tk.Karur Dt. | ANJEE1 | Airtel | Tamil Nadu | GBT
IN-1106739 | P.ANAIPALAYAM | 10.8778 | 77.9585 | Mr. S.SOLIVAPPAN S/O SOLINAYAKAR, VILL.-P.ANAIPALAYAM,POST-MUDIGANAM,TALUKA-ARAVAKURCHI,DIST.-KARUR,Mobile-9791382486 | ANPYM1 | Airtel | Tamil Nadu | GBT
IN-1106765 | ARIKKAN VALASU | 10.7994 | 77.8553 | A.P.ALIYAN, S/O.A.PERIYASAM, NO.16/82.ARIKKAN VALASU(VIL), VALAPOUNDI, DHARAPURAM(TK), ERODE(DT)-639201. 04202-261240 | ARKLS1 | Airtel | Tamil Nadu | GBT
IN-1060850 | ARAVAKURICHI | 10.777 | 77.9106 | M.G.R. Manoharan, North Street, Karur Main Road, Aravakurichi - 639 201, 94434 - 94228 / 04320 230222, | ARVH1 | Airtel | Tamil Nadu | GBT
IN-1059093 | ARAVAKURICHI | 10.7722 | 77.9078 | M.Dhandapani Open Land, Mariyamman Hallo Block, Behind Mariamman Kovil, Aravakurichi, Karur Dt. / 04320-230112,230838 | ARVH2 | Airtel | Tamil Nadu | GBT
IN-1082606 | CHINNIYAMPALAYAM | 10.8041 | 78.3655 | S.SUBRAMANIYAN & S.SADAIYANDI S.F.No.314/7 situated at Surangudi | CNPYM1 | Airtel | Tamil Nadu | GBT
IN-1274941 | CHETTINADU COLLEGE | 10.9318 | 78.1342 | Mr M Ramalingam S/O Murugesan M Krishnamurthy S/O Murugesan SF No 1695/B1 Puliyur CF post Karur Dt 639114 Cell 9943180439 | CTDCL1 | Airtel | Tamil Nadu | GBT
IN-1106885 | ELLAMEDU | 10.8589 | 77.9053 | Mr. N.DURAI S/O NATTARAYAN, VILL.-ELLAMEDU(SUDAMANI),POST-ELAVANUR,TALUKA-ARAVAKURCHI,DIST.-KARUR,Mobile-9443636554 | ELLMD1 | Airtel | Tamil Nadu | GBT
IN-1106749 | ENAMPUDUR | 10.7167 | 78.2895 | M.THANGARAJ, MARUTHAI CHETTIYAR, 2/65.ENAMPUDUR, MANAPARRAI(TK), TRICHY-621302. PH.9486916820 | ENMPR1 | Airtel | Tamil Nadu | GBT
IN-1116897 | GUDALUR | 10.9024 | 77.8363 | Mr.A.Savari Muthu,S/O.Arputha Samy,Gudalur,Rakkam Patti Post,Vaigainallur Via.,Kulithalai Taluk,Karur Dist.-639120.Ph:99433-60194 | GUDLR1 | Airtel | Tamil Nadu | GBT
IN-1127303 | GUDALUR | 10.7858 | 78.4239 | Open Plot Of A Savarimuthu,Vil-Gudalur,Pakkampatty Post, | GDLUR1 | Airtel | Tamil Nadu | GBT
IN-1060042 | INDRA NAGAR | 10.7173 | 77.9301 | MR.S.RAMASAMY,SF.NO.251/2B,PALLAPATTY PRIVU ROAD,THETHUPATTY VILLAGE,KARUR DIST-639207.PH.NO.94428-50039. | IDGAR1 | Airtel | Tamil Nadu | GBT
IN-1106772 | INANGANUR | 10.6908 | 77.831 | Mr. RAMASWAMI , VILL.-INANGANUR,POST-INANGANUR, TALUKA-ARAVAKURCHI,DIST.-KARUR,PH:-9486637287 | INNGN1 | Airtel | Tamil Nadu | GBT
IN-1060727 | INUNGUR | 10.8528 | 78.4874 | MR.CHANTRASEKARAN,S/O.THANGAVEL/MR.KARTHIK,SF.NO.5/66,INUNGUR,INUNGUR POST,KULITHALAI TALUK,KARUR DIST.-639110.PH:04323-246656/94437-99390 | INNGR1 | Airtel | Tamil Nadu | GBT
IN-1127356 | JAGATHABI | 10.8401 | 78.1647 | Mrs.A.Palani Ammal, W/O.Arumugam, S.No.979, No.47, Jegathabi Post | JGDBI1 | Airtel | Tamil Nadu | GBT
IN-1127373 | KALUGUR | 10.7696 | 78.3949 | Mr.V.Velusamy, S/O.Vaithilingam, S.No.776/12B, No.6/103, A.Udayapatti, | KAGLR1 | Airtel | Tamil Nadu | GBT
IN-1060762 | KALLAI | 10.7991 | 78.4761 | G.SUBRAMANIAN,SF.NO.172/10B,11,14A,KALLAI POST,NANGAVARAM VIA,KULITHALAI TALUK,KARUR DIST-639 110 | KALAI1 | Airtel | Tamil Nadu | GBT
IN-1106738 | KODANTHUR | 10.9247 | 77.7945 | Mr. THANGARASU S/O KUPPUSWAMI GOUNDER , VILL.-KODANTHUR,POST-KODANTHUR,TALUKA-ARAVAKURCHI via THENILAI,DIST.-KARUR,Mobile-09447289641 | KDTHR1 | Airtel | Tamil Nadu | GBT
IN-1232102 | KIRANUR | 10.7829 | 78.2813 | KIRNR1,INFRATEL,MR.R.MURUGAN, S/O.RAMA NAICKER, S. | KIRNR1 | Airtel | Tamil Nadu | GBT
IN-1059378 | KAKAVADI ROAD ( THALLAPATTI ) | 10.8975 | 78.0297 | G.Duraisamy, Near P.A.Vidyabavan Hr.Sec.School, Kahkavadi Road, Thallapatti Post, Karur Dist-639003. Ph: 04320-238580 | KKDRD1 | Airtel | Tamil Nadu | GBT
IN-1232104 | KALLADAI | 10.7279 | 78.4638 | KLLDI1,INFRATEL,MR.R.KARUPPUDAIYAR, S/O.RAMU UDAIY | KLLDI1 | Airtel | Tamil Nadu | GBT
IN-1060184 | KUPPUCHIPALAYAM | 11.0273 | 78.1126 | MRS.N.KRISHNAVENI,SF.NO.155/C,C-1,NO.89,VANGAL KUPPUCHIPALAYAM,VANGAL MAIN ROAD,KARUR DIST.-639116.PH:99944 50657/04324-228626 | KPCHM1 | Airtel | Tamil Nadu | GBT
IN-1059723 | KARUPPAN PALAYAM | 10.9377 | 78.0435 | Mr.S.Nagarajan,Sf.No.90,As Per Sub Division,Sf.No.90/1,Pudhu Nagar,Appipalayam Post,Karur Dist.-639 003.Ph:04324-247146/94425-63764 | KPNPM1 | Airtel | Tamil Nadu | GBT
IN-1059833 | K.PETTAI | 10.9511 | 78.3751 | Mr.R.Selvaraj,Sf.No.20,K.Pettai Post,Kulithalai Taluk,Karur Dist.-639 105.Ph:98425-46737. | KPTAI1 | Airtel | Tamil Nadu | GBT
IN-1059815 | KARUDEYAM PALAYAM | 10.9582 | 77.9489 | Open Land Of Mr. K.Ramakrishnan, S/O. Mr. Karuppan Goundar, Covai Main Road, Karudeyampalayam, Karur Dist, K.Paramathi, Ph-9443339175 | KRDLM1 | Airtel | Tamil Nadu | GBT
IN-1061500 | KARUR3 (K.P.M TEXTILES) | 10.9594 | 78.0803 | K.P.M Textiles, No.190, Jawahar Bazaar, Karur - 639 001 | KRR03 | Airtel | Tamil Nadu | RT Tower
IN-1061501 | KARUR 4 ( SENGUNDHAPURAM ) | 10.9644 | 78.0744 | K.P.S Complex, No.94, Sengunthapuram Main Road, Sengunthapuram, Karur | KRR04 | Airtel | Tamil Nadu | RT Tower
IN-1061502 | KARUR5 ( PRIYA AGENCIES ) | 10.9575 | 78.0706 | Priya Agencies, No.15, Anna Nagar ( Opp.Water Tank ), Karur | KRR05 | Airtel | Tamil Nadu | RT Tower
IN-1060916 | KARUR 7 ( VENGAMEDU ) | 10.9781 | 78.0775 | Kuppusamuy Land,Bhartiar St., Vengamedu,Karur | KRR07 | Airtel | Tamil Nadu | GBT
IN-1061503 | KARUR PASUPATHIPALAYAM | 10.9608 | 78.0967 | Psp Complex # 218, Main Road, Pasupathipalayam, Karur | KRR08 | Airtel | Tamil Nadu | RT Tower
IN-1061504 | THANTHONDRI MALAI | - | - | Prem Complex , # 43/8A, Dindigul Road, Thanthondrimalai, Karur | KRR09 | Airtel | Tamil Nadu | GBT
IN-1061505 | VADIVEL NAGAR | 10.9633 | 78.0525 | Mr. Arivalagan, 330 / 3 - Nsk Nagar, Lns Post , Vadivel Nagar , Karur / 04324 - 230066 (R ) / 04324 242650 (O) | KRR10 | Airtel | Tamil Nadu | RT Tower
IN-1062231 | NEW BUS STAND WEST | 10.9603 | 78.0741 | K. Narayanan, Sf No. 211, Lucky Hardwares Building, No.77, Coimbatore Road, Karur - 639001, Ph: 98434 24276 (Acq By Raghunathan-98653 99061 / Sathish Kumar - 98425 20098) | KRR13 | Airtel | Tamil Nadu | RT Tower
IN-1062232 | KAMARAJA PURAM | 10.9633 | 78.0706 | K.Velusamy, 28, Vellammal Layout, (Malayalam Fabrics Godown Building) Kamarajapuram, Karur - 639001, Ph: 94431-39085 (Acq By Raghunathan) | KRR14 | Airtel | Tamil Nadu | RT Tower
IN-1062403 | RAYANUR | 10.9403 | 78.0842 | MR.A.SUBRAMANIYAM, S.NO.4, N.S.NO.4/7, DOOR NO.1/26, ESANATHAM MAIN ROAD, RAYANUR, KARUR DIST - 639 005 PH:94422 57456 | KRR15 | Airtel | Tamil Nadu | RT Tower
IN-1062454 | L.G.B NAGAR | 10.959 | 78.0655 | MR.N.KANDASAMY, S.NO.670, DOOR NO.69, LGB NAGAR, KARUR DIST - 639 002. PH:04324-260144. | KRR16 | Airtel | Tamil Nadu | RT Tower
IN-1241848 | NEW STREET , KARUR | 10.9625 | 78.0832 | Mrs.R.Praveena, W/o.G.Ramesh, Mrs.M.Supriya, W/o.Meenatchisundaram, New Street, Karur 639 001. Ph.98946-57161. | KRR17 | Airtel | Tamil Nadu | RT Tower
IN-1062586 | KOVAI ROAD | 10.9601 | 78.0709 | AIRCEL SITE, SENTHIL MURUGAN BUILDING, NO.1039, BUILDING OPP KPN TRAVELS, COVAI ROAD, KARUR., G+2+24 | KRR18 | Airtel | Tamil Nadu | RT Tower
IN-1062548 | BRAHMA THEERTHAM ROAD | 10.959 | 78.0776 | MR.M.PALANIAPPAN,OLDT.S.NO.2570,NEWT.S.NO.1105,T.S.NO.1113,PKMJEWELLERY,NO.266,JAWAHARBAZZAR,KARURDIST-639001.PH:04324-264921. | KRR19 | Airtel | Tamil Nadu | RT Tower
IN-1062601 | THANTHONRI MALAI | 10.9302 | 78.0907 | MRS.K.SHANTHI, W/O.A.KANDASAMY, S.NO.555/A1 & 552/1, NO.555A1, 4TH CROSS, BHARATHIDASAN NAGAR, THANTHONIMALAI POST, KARUR DIST - 639 005. PH: 98424 35161 | KRR20 | Airtel | Tamil Nadu | RT Tower
IN-1060110 | PERIYAKULATHU PALAYAM | 10.9744 | 78.0676 | MR.A.KARUPPANNAN,SF.NO.343/1,OLD NO.25,NEW NO.117,PERIYAKULATHUPALAYAM PILLAIYAR KOIL STREET,INNAM KARUR,KARUR DIST.-639 006.PH:94435-96154 | KRR21 | Airtel | Tamil Nadu | GBT
IN-1062607 | GANDHIGRAMAM | 10.9477 | 78.1017 | MR.R.KULANTHAIYAPPAN,S/O.RAMASAMY,S.NO.355B&CPART,RKS COMPLEX,NO.1/3,TRICHYMAIN ROAD,GANDHIGRAMAM,KARUR DIST-639004.PH:9345679018/9443866524 | KRR22 | Airtel | Tamil Nadu | RT Tower
IN-1060025 | VENGAMEDU | 10.9845 | 78.0789 | MR.P.VAIYAPURI,S.F.NO.79SITENO.11,MUTHU NAGAR,1CROSS,VENGAPALAYAM,ARUGAMPALAYAM ROAD,VENGAMEDU,KARUR DIST-639001,PH:04324-320513 | KRR23 | Airtel | Tamil Nadu | GBT
IN-1062499 | K.P.NAGAR | 10.9686 | 78.0483 | N.Gunasekar, 254, K.P.Nagar, Erode Main Road, Attoor Post, Karur-639002. Ph:9894331357 | KRR24 | Airtel | Tamil Nadu | RT Tower
IN-1060113 | THIRUMAANALAIYUR | 10.9496 | 78.0826 | MR.T.S.NARAYANAN,NO.250,THIRUMANILAIYUR 1ST EAST STREET,KARUR DIST.-639003.PH:98433-22504. | KRR27 | Airtel | Tamil Nadu | GBT
IN-1062769 | SALEM MAIN ROAD , VENGAMEDU | 10.9731 | 78.078 | MR.S.CHANDRASEKARAN, S/O.S.SUBRAMANIAN, S.NO.156/2, PUNITHA HOTEL, SALEM MAIN ROAD, VENGAMEDU, KARUR DIST - 639 006. PH:04324-223815/98946 11068 | KRR30 | Airtel | Tamil Nadu | RT Tower
IN-1060269 | ASHOK NAGAR | 10.9439 | 78.0931 | MR.M.GURUNATHAN, S/O.MARIAPPAN, S.NO.294/6, ASHOK NAGAR NORTH, THANTHONIMALAI POST, KARUR DIST - 5. PH:98940 20263 | KRR32 | Airtel | Tamil Nadu | GBT
IN-1060268 | TEACHERS COLONY | 10.9542 | 78.1089 | MR.A.SIVANANTHAM, S/O.ARUMUGAM PILLAI, S.NO.1394, 1394/2, NO.241/3, TEACHERS COLONY, INDUSTRIAL ESTATE, S.VELLAPATTY POST, KARUR DIST - 639 004. PH:98431 52503 | KRR33 | Airtel | Tamil Nadu | GBT
IN-1240367 | PERIYAR NAGAR | 10.9662 | 78.0691 | R.Vasanthi, W/o.Ramasamy, SF No:427/A, no:50, north street, periyar nagar, karur tk, karur DT-2, 99522-28899 | KRR36 | Airtel | Tamil Nadu | RT Tower
IN-1113649 | OPP TO COURT | 10.9619 | 78.0912 | Mr.Raja S/o.Palaniyappan, T.S.No.780 & 781,Jawahar Bazar Street, Karur- 639001 | KRR38 | Airtel | Tamil Nadu | GBT
IN-1237758 | MAXIMA PROCESSING UNIT , PUNAMCHATHIRAM | 11.0036 | 78.0011 | Mr.Parameswari,No:7/92, S.F.No.227/2B,THENNER PANDAL PUDUR,PUNNAM CHTRAM (VILL), Aravakurichi TK,ERODE MAIN ROAD,KARUR-99430-74680 | KRR39 | Airtel | Tamil Nadu | GBT
IN-1247273 | SENGUNTHAPURAM | 10.9622 | 78.0731 | Mr.K.Arumugam, S/o.Kaliyappa Gounder, Old Ward No.1, New Ward No.3, Block No.4, T.S.No.200.1, No.13/19A, Sengunthapuram 4th Cross, Karur-639002. Ph.93453-31033. | KRR41 | Airtel | Tamil Nadu | RT Tower
IN-1246713 | JAWAHAR BAZZAR | 10.959 | 78.0845 | Mr.M.Nagulsamy, S/o.Marappa Gounder, Atlas Hardware, No.49, Kamaraj Road, Karur 639001.Ph.94431-62478, | KRR42 | Airtel | Tamil Nadu | RT Tower
IN-1271240 | RAMAKRISHNAPURAM | 10.9618 | 78.0761 | Mr.Devaraj, Son of Rengaraj, 19/6A, Chairman ramanujam santhu, Karur-613901,9790555192 | KRR43 | Airtel | Tamil Nadu | RT Tower
IN-1249597 | OPP TO APARANA HOTEL | 10.9786 | 78.0648 | A.Perinbamani, S/o.Arunachalam, SF No:361/1B, door no:16/1, kongu main road, Vengamedu post, karur-639006, | KRR44 | Airtel | Tamil Nadu | GBT
IN-1270899 | ARASU COLONY | 10.9807 | 78.0946 | Mr Manoharan S/O Pitchimuthu SF NO 116/13 Door No 41 Arasu colony Vangal Main Road Panjamadevi post Karur 639113 cell 9994973333 | KRR47 | Airtel | Tamil Nadu | GBT
IN-1269733 | CBE - TRY BYE PASS | 10.9119 | 78.1048 | M Arjunan S/O Maliyappa goundar SF NO 266 Emur post Karur dt 639005 cell 9585522527 9626643033 | KRR48 | Airtel | Tamil Nadu | GBT
IN-1061159 | ATLANTA LTD | 10.9578 | 78.0594 | Atlanta Limited | KRRM1 | Airtel | Tamil Nadu | RT Tower
IN-1061138 | SABARI INTERNATIONAL | 10.9544 | 77.9497 | Sabari International, Coimbatore Road, Paramathi | KRRM2 | Airtel | Tamil Nadu | RT Tower
IN-1061160 | SYNTHESIS LTD | 11.001 | 78.0639 | Synthesis Ltd, Sidco, Karur | KRRM3 | Airtel | Tamil Nadu | RT Tower
IN-1061236 | MALLOW INTERNATIONAL | 11.0069 | 78.0694 | MALLOW INTERNATIONAL(NEAR WATER TANK),S.F.NO-576,NAVAL NAGAR,SALEM BYE PASS ROAD,CHEMADAI,KARUR-6. | KRRM8 | Airtel | Tamil Nadu | RT Tower
IN-1259871 | KARUR TEXTILE PARK | 10.8843 | 78.0109 | Mr.K.Palanisamy, S/o.Karuppanna Gounder, Mr.K.Thangavel, S/o.Karuppanna Gounder,Mrs.Ramayee W/o.Karuppanna Gounder, S.F.No.343, Pallakkadu, & 344 Karuvelankadu, Putthamputhur Village, Manamedu Karur 6 | KRTPK1 | Airtel | Tamil Nadu | GBT
IN-1061508 | KULITHALAI PERUMAL KOVIL STREET | 10.9375 | 78.4222 | Sns Building, 32 Peralamman Kovil Street, Kulithalai. | KTLI1 | Airtel | Tamil Nadu | RT Tower
IN-1060918 | KULITHALAI MAIN ROAD | 10.9422 | 78.4162 | R.Chandra Land, 9/6, Elementary School Street, Kulithalai. | KTLI2 | Airtel | Tamil Nadu | GBT
IN-1106674 | KUPPAM | 11.0151 | 77.9251 | Mr. P.MURGESAN S/O POONU SWAMI,VILL-KUPPAM,POST-KUPPAM,TALUK-ARAVAKURCHI,DISTRICT-KARUR,Mobile No-9443221991 | KUPPM1 | Airtel | Tamil Nadu | GBT
IN-1059147 | LALPET | 10.9476 | 78.3374 | R.Elamurugan, Sf No: 176/1C, Krishnarayapuram, Lalpet, Karur - 639105 | LLPET1 | Airtel | Tamil Nadu | GBT
IN-1116895 | MANAVADI | 10.8853 | 78.1066 | Mr.M.Kandasamy,5/210,Dindugal Main Road, Mannavadi Post,Karur-639 005-Ph-98438 69292 | MANVD1 | Airtel | Tamil Nadu | GBT
IN-1106775 | MODAKKUR | 10.7298 | 77.8317 | Mr. P.KUPPUSWAMI S/O POONUSWAMI, VILL.-MODAKKUR,POST-MODAKKUR, TALUKA-ARAVAKURCHI,DIST.-KARUR,Mobile-9442851089,9894482995 | MDKKR1 | Airtel | Tamil Nadu | GBT
IN-1060326 | MOOCHAMKOTAM PALAYAM | 10.9646 | 78.0242 | MR.S.MURUGESAN,S/O.MURUGESHAN,NEAR SARAVANA MESS,MOCHAMKOTTAM PALAYAM,ANAMTHA, KOVIL EAST,KARUR DIST.-639002.PH:99449 41114 | MHPLM1 | Airtel | Tamil Nadu | GBT
IN-1106886 | MANJANAICHANPATTI | 10.8061 | 78.2019 | Mr. RAMANATHAN S/O KRISHNAN , VILL.-MANJANAICKENPATTI,POST-MANJANAICKENPATTI, TALUKA-KULITHALAI,DIST.-KARUR,PH:-04323-255246,9486309452 | MJNKP1 | Airtel | Tamil Nadu | GBT
IN-1060733 | CHINNA MOOKANANKURICHI | 10.8359 | 78.0747 | MR.K.SHANKAR,S/O.KANDHASAMY PILLAI,SF.NO.1347/1,2 &3,NO.25/179,CHINNAMOOKANAKURICHI,CHINNAMOOKANAKURICHI POST,VELLIYANAI VIA.,KARUR DIST.-639118.PH:94421-81585 | MKNKC1 | Airtel | Tamil Nadu | GBT
IN-1127300 | MULIPADI | 10.6406 | 78.2613 | Mr.U.Kannappan, S/O.Urunga Gounder, S.No.170/1, Mullipadi Village, | MLIPD1 | Airtel | Tamil Nadu | GBT
IN-1079173 | MELAKANPESWARAM | 10.7704 | 78.3421 | Mrs.M.Sellammal, Survey No:34/3 situated at No:1/8, Melkambeshwaram, | MLKWM1 | Airtel | Tamil Nadu | GBT
IN-1059427 | MANAMANGALAM | 11.0268 | 78.0659 | Mrs. N.Saraswathi, Sf No: 475/A14B, N.Puthur Road, Manamangalam, Karur Dist-639001.Ph: 94439-44208, 04324-270678 Nh 7 (Between Velayudampalayam - Karur) | MNMLM1 | Airtel | Tamil Nadu | GBT
IN-1059165 | MARUTHUR | 10.9169 | 78.45 | M.Sakthivel, M. Srinivasan, Sf No-154/3,4,5,6A, 154/7A, Ponnai Illam, Marudhur Post, Kulithalai Tk Karur Dt-639107 | MRDUR1 | Airtel | Tamil Nadu | GBT
IN-1127306 | MAVATHUR | 10.6928 | 78.2313 | Mr.M.Kuluthungan,S/O.Muthusamy,Sf.No.105/1,Tharagampatti Via. | MVTHR1 | Airtel | Tamil Nadu | GBT
IN-1059171 | MAYANUR | 10.9534 | 78.2368 | T.Baskar, Sf No: 156/2B1, / Sf No: 156/4, Mayanur Road, Mayanur, Krishnarayapuram, Karur - 639102 | MYNUR1 | Airtel | Tamil Nadu | GBT
IN-1106727 | NALLACELLIPALAYAM | 10.9113 | 77.9167 | Mr. P.THIRUMALAI SWAMIN S/O PALANI SWAMI GOUNDER , VILL.-NALLACELLIPALYAM,POST-ARIYUR, TALUKA-ARAVAKURCHI,DIST.-KARUR,PH:-04324-293075 | NALLA1 | Airtel | Tamil Nadu | GBT
IN-1060735 | NEDIALUR NORTH | 10.8279 | 78.547 | P.MOHAN,SF.NO,252/2,MIDDLE STREET,NANGAVARAM VIA,NEITHALUR COLONY,KULITHALAI TALUK,KARUR DIST-639 110-PH-99659 52853 | NDLRN1 | Airtel | Tamil Nadu | GBT
IN-1060783 | NEDIALUR SOUTH | 10.8092 | 78.5265 | MR.D.BANGARU SAMY REDDIAR,NEW NO.37/P,I.O.B.BANK BACK SIDE,NEITHALUR SOUTH,NANGAVARAM VIA,KULITHALAI TALUK,KARUR DIST-639 110-PH-98432 82703 | NDLRS1 | Airtel | Tamil Nadu | GBT
IN-1246339 | NEDUNGUR | 10.9417 | 77.9463 | Mr.M.Ragunathan, S/o.Meenatchi Konar, S.F.No.413, Nedungur Village & Post, Aravakurichi TK, Karur - 2. | NDNGR1 | Airtel | Tamil Nadu | GBT
IN-1106575 | NADANTHAI | 10.9241 | 77.8922 | Mr. RAMALINGAM S/O MUTHUSWAMI , VILL.-NADANTHAI, POST-NADANTHAI,TALUKA-ARAVAKURCHI,DIST.-KARUR,PH:-04324-292148,Mobile-9486543716 | NDTHI1 | Airtel | Tamil Nadu | GBT
IN-1060187 | NERUR | 10.9996 | 78.1503 | MRS.K.KAMATCHI,W/O.MR.KARUNSAMY MOOPAN,SF.NO.751,NO.168/10,NERUR MAIN ROAD,NERUR NORTH PALAYUR POST,KARUR DIST.-639004.PH:98439-30451 | NERUR1 | Airtel | Tamil Nadu | GBT
IN-1071305 | NAGAMBALLI | 10.8447 | 77.9713 | MRS.R.VASUKI,W/O.RAJENDRAN,SF.NO.723/14,OLD NO.1/363B,NEW NO.413,MALAI KOVILUR,ARAVAKURICHI TALUK,KARUR DIST.-639109.PH:94867-51400/04324-288416 | NGMBL1 | Airtel | Tamil Nadu | GBT
IN-1127337 | NAGANUR | 10.7378 | 78.3817 | Mr.M.Kandhavel, S/O.N.Muthusamy, S.No.216/1B2, No.10/105, | NGNUR1 | Airtel | Tamil Nadu | GBT
IN-1059176 | NANGAVARAM | 10.8694 | 78.5397 | R.Thangaraj, Survey No. 222/1, Ward No2, Old No-91, New No-67, Thanga Salai Street, Kamarajar Nagar, Nagavaram Post, Karur Dt - 639110 | NGVRM1 | Airtel | Tamil Nadu | GBT
IN-1125688 | NALLIPALAYAM | 10.9449 | 77.8879 | NLIPM1A | NLIPM1 | Airtel | Tamil Nadu | GBT
IN-1106728 | NANTHANUR | 10.8166 | 78.0319 | Mr. GOVARTHANARASU S/O RAMASWAMI, VILL.-NANTHANUR,POST-VARIKAPATTI, TALUKA-ARAVAKURCHI,DIST.-KARUR,Mobile-9787578527 | NNNUR1 | Airtel | Tamil Nadu | GBT
IN-1126673 | N.PUDHUR | 11.0598 | 78.0824 | MR.R.SUBRAMANIAM S/o.MR.K.RAMASAMI,S.NO.198/1A, SITUATED AT N.PUDUR POST, KARUR TALUK,KARUR DISTRICRT - 639 113 PH : 9865195222 | NPDUR1 | Airtel | Tamil Nadu | GBT
IN-1106689 | PATHIRIPATTI | 10.7028 | 78.4454 | Mrs.V.kanniyammal, Survey No:77/12A, & 77/12B, Situated at pallipatti, Pathiripatti Village, Kulithalai Taluk, Karur District - 621313, PH: 9976024260 | PADRI1 | Airtel | Tamil Nadu | GBT
IN-1116893 | PAGANATHAM | 10.8487 | 78.0462 | Mrs.V.Dhanush, W/O.Velusamy, S.No.359/28, No.111, Paganatham, Paganatham Post, Karur Dist - 639 005. Ph:04324-253255/93626 97358 | PAGNT1 | Airtel | Tamil Nadu | GBT
IN-1127367 | PANCHAMADEVI | 10.981 | 78.1089 | Open Plot Of M Ramasamy,859/1224,Nathakadu Thottam | PANDV1 | Airtel | Tamil Nadu | GBT
IN-1059612 | P.J.CHOLAPURAM | 10.9062 | 78.2811 | Mrs. Amasaveni, (Contact Person - Sureshkumar - 94439 22067), Sf No. 707/5B, Mahadhanapuram South, Krishnarayapuram, Karur Dt - 639102 (Acq By Kg Siva) | PJCPM1 | Airtel | Tamil Nadu | GBT
IN-1059268 | PUNJAIPUGALUR | 11.0843 | 78.0156 | M.Kotraivel, Sf No: 200-A, No:6, Kattor West Street, Punjai Pugalur, Pugalur Post, Karur Dt - 639113 / 04324-270038, 98424-30038 | PJPGR1 | Airtel | Tamil Nadu | GBT
IN-1059738 | PALLAKATU THOTTAM | 10.9622 | 77.8749 | Mr.M.Periyasamy,Sf.No.1019/1,Door No.1/94/L,Pallakattu Thottam,Karappalayam Post,Thennilai Via,Aravakurichi Taluk,Karur Dist-639206.Ph.No.04324-283083,94437-15873. | PLKTM1 | Airtel | Tamil Nadu | GBT
IN-1061700 | PALLAPATTI | 10.724 | 77.8921 | Kalyani Haneefa,Haneefa Complex,(Above Jasmin Dental Hospital)Karur Road, Pallapatti | PLPT1 | Airtel | Tamil Nadu | RT Tower
IN-1061701 | PALLAPATTI | 10.7193 | 77.895 | A.Zakria Nizam Complex,Sha Nagar Corner,Palla Patti | PLPT2 | Airtel | Tamil Nadu | RT Tower
IN-1246783 | PALLAPATTI | 10.7211 | 77.8871 | Mr.J.A.M.Shahul Hameed, S/o.A.Mohammed Kamaludeen Rowthar, S.F.No.732, Rajapettai Street, Pallapatti, Aravakuruchi TK, Karur District 639205. | PLPT3 | Airtel | Tamil Nadu | GBT
IN-1127380 | PALAVIDUTHY | 10.6481 | 78.239 | Mr.M.Chidambaram, S/O.Marappa Pillai, S.No.843/2B, No.1/35, Pala Viduthi | PLVDH1 | Airtel | Tamil Nadu | GBT
IN-1061063 | PALAYAM | 10.7262 | 78.1349 | Mrs.P.Vellaiammal,S.F.No.187/3B,&188/23,Opp.To Reliance Tower,Karur Main Road,Palayam,Vedasandur Taluk,Dindgul Dist.-624 620.Ph:04551-234054. | PLYAM1 | Airtel | Tamil Nadu | GBT
IN-1061703 | PULIYUR | 10.9401 | 78.1449 | Mr. Ramesh,S/O. M.Manivel, No.47, Sri Masadachi Amman Agencies , Trichy Main Road, Puliyur, Karur Dt-639114, Ph-94433 51946 / 98430 77336 / 04324-250591 / 251946 | PLYUR1 | Airtel | Tamil Nadu | RT Tower
IN-1082676 | PICHAGOUNDANUR | 10.7923 | 78.0832 | MR.V.RAJAMANICKAM,SF.NO.231/B,PICHAGOUNDANUR | PMGND1 | Airtel | Tamil Nadu | GBT
IN-1097489 | POONDIPALAYAM | 11.0106 | 77.7858 | MAYANUR POST, | PODYM1 | Airtel | Tamil Nadu | GBT
IN-1060749 | PAPAKAPATTY | 10.8492 | 78.3716 | RELIANCE TOWER UNDER CONSTRUCTION AT MR.KATTAYAN,PAPAKAPATTY VILLEGE & P.O.,KRISHNARAYAPURAM TALUK,KARUR,PH NO-04323-292676 | PPKPT1 | Airtel | Tamil Nadu | GBT
IN-1060330 | PERIYAPATTAM PALAYAM | 10.9297 | 77.9993 | MR.G.DURAISAMY,SF.NO.985/A,PERIYAPATTAM PALAYAM,PALAMOORDHIPATTI POST,ARAVAKURICHI TALUK,KARUR DIST.-639 002.PH:94431-28649 | PPTLM1 | Airtel | Tamil Nadu | GBT
IN-1060750 | POTHURATHAN PATTI | 10.8343 | 78.3333 | MRS.M.ANNAPOORANI,W/O.MR.MURUGAVEL,SF.NO.224/2,224/3& 224/15,RESURVEY NO.137/2,THIRUVALLUR STREET,PERIYATHACHUR POST,DINDIVANAM TALUK,VILLUPURAM DIST.-605651.PH:94866-60363/04323-244237 | PRTPT1 | Airtel | Tamil Nadu | GBT
IN-1059862 | PUNJAI THOTTA KURICHI | 11.0735 | 78.0349 | MR.S.SHANKAR,SF.NO.759/2,3 & 4, 760 AND 761,MALAIAMMAN KOIL STREET,PUNJAI THOTTA KURICHI,KARUR DIST-639113.PH.NO.98434-41341. | PTKCH1 | Airtel | Tamil Nadu | GBT
IN-1239351 | PUGALUR SUGAR MILL - EID PARRY | 11.0735 | 78.0204 | MrPalanisamy s/o,AAndiappaGounder,48/1 Pugulur Sugar Factory po,Karur ph;9003401449 | PUGLR1 | Airtel | Tamil Nadu | GBT
IN-1059665 | PUNAMCHATHIRAM | 11.0137 | 77.9806 | Mr.S.Senthil / Mr.P.S.Ponnusamy , Sf Noi: 400/G1, Nmg Complex Backside, Punamchatiram Post, Aravakurichi Tk, Karur - 639 136 / 9443386098, 9942228800 | PUNCM1 | Airtel | Tamil Nadu | GBT
IN-1060738 | PUNJAIKALA KURICHI | 10.8301 | 77.9221 | MR.MARUTHA MUTHU,S/O.MARUTHAM,MRS.PERIYAKKAL,SF.NO.728/2A,PUNJAIKALA KURICHI POST,SENGUNDAPURAM VIA.,ARAVAKURICHI TALUK,KARUR DIST.-639109.PH:98940-19803. | PUNKC1 | Airtel | Tamil Nadu | GBT
IN-1059387 | PAVITHRAM | 10.956 | 77.9854 | Suriyappa Gounder,Sf No: 490-6, Opp To Telephone Exchange, Near Bsnl Tower, Pavithram,Aravakurichi Tk, Karur Dist-639002. (Location: Paramathi To Karur) | PVTRM1 | Airtel | Tamil Nadu | GBT
IN-1250416 | RANGANATHAPURAM | 10.8095 | 78.4117 | RANGANATHAPURAM RAKKAMPATTY POST | RGNTM1 | Airtel | Tamil Nadu | GBT
IN-1246340 | RAJAPURAM | 10.803 | 77.893 | Mr.P.Asokan, S/o.Periasamy, Old Survey no:590, new survey no:1190/2, mariyamman koil street, rajapuram village, rajapuram post, Aravakurichi Tk, Karur DT-6, | RJPRM1 | Airtel | Tamil Nadu | GBT
IN-1059740 | R.PUDHUKOTTAI | 10.9325 | 78.1974 | Mrs.A.Maruthambal,Sf.No.473 /1B2,Old Door No.9 /100,New Door No.100 /9 ,R.Pudukottai,Mayanur Via.,Krishnarayapuram Taluk,Karur Dist.-639 108.Ph:04324-250773. | RPKTI1 | Airtel | Tamil Nadu | GBT
IN-1127341 | R T MALLAI | 10.7529 | 78.5438 | Mr.U.Chinnaiyan,Sf.No,468/4,No.7/255,West Street | RTMLI1 | Airtel | Tamil Nadu | GBT
IN-1062404 | SELANDI PALAYAM | 10.9441 | 78.0727 | Mr.r.paramasivam,sf.no.118/a,no.46,t.selandipalayam,middle Street, Karur Dist .-639003 . Ph:99944-40401.(remarks:mr.raja Is A S/o.mr.paramasivam) | SLNDP1 | Airtel | Tamil Nadu | GBT
IN-1106677 | SELLIVALASU | 10.6799 | 77.8639 | Mr.Arumugam, S/o. Nachiyappa gounder, Sellivalathu Village, Senthamangalam Post, Aravakuruchi Talu, Karur District PH:9486495058 | SLVLS1 | Airtel | Tamil Nadu | GBT
IN-1059666 | SHENAPIRATTI | 10.9533 | 78.1234 | Mr.A.Karunaharan, S.F.No.776/776/B, Melapalayam Village, Shennapiratty, Karur Dist.- 639004. Ph: 94426-42358 (Land Belongs To Mr.Karunakaran) | SNPRT1 | Airtel | Tamil Nadu | GBT
IN-1106713 | SOMUR | 10.9674 | 78.1618 | K.BALUSAMY,S/O,KUMARAVEL,3/151,ADIDIRAVIDASTREET,SOMURPOST,KARUR-639114..PH-99431-50466,97863-04992 | SOMUR1 | Airtel | Tamil Nadu | GBT
IN-1106774 | SUKKAMPATTI | 10.8339 | 78.2942 | Mr. KULANTHI VELU S/O MURUGAN, VILL.-SUKKAMPATTI,POST-PANCHAMPATTI, TALUKA-KRISHNARAYAPURAM,DIST.-KARUR,Mobile-9943831094 | SUKPT1 | Airtel | Tamil Nadu | GBT
IN-1123393 | SIVAYAM | 10.8649 | 78.4028 | Mr.M.Rathinam Pandaram,S/O.Muthusamy,Sf.No.394/5,No.6/18,South Sivayam | SVYAM1 | Airtel | Tamil Nadu | GBT
IN-1127357 | THENNILAI | 10.7583 | 78.2509 | Mr.T.Muniyappan, S/O.Thirumudiya Pillai, S.No.331/5C, Mamarathu Patt | TENLI1 | Airtel | Tamil Nadu | GBT
IN-1060639 | THOGAMALAI | 10.7221 | 78.4101 | MRS.O.PERIYAKKAL,W/O.ONDIMUTHU,NO.309/2,VEDACHALAPURAM,THOGAIMALAI POST,KULITHALAI TALUK,KARUR DIST.-621313.PH:99436-01772 | TGMLI1 | Airtel | Tamil Nadu | GBT
IN-1110761 | THALINJI | 10.7883 | 78.5071 | MR.V.PERIYASAMY S/o.VELLAIYA GOUNDER,S.NO.126/3, THALINJI VILLAGE, KULITHALAI TALUK, KARUR DISTRICT - 639 110 PH 9943891990 | THLNJ1 | Airtel | Tamil Nadu | GBT
IN-1106488 | THOKKUPATTI | 10.83 | 77.8794 | Mr. N.SENGOTTAIYAN S/O K.NALLASWAMI GOUNDER,VILL-THOPPAMPATTI,POST-ATHAIPALAYAM,TALUK-ARAVAKURCHI,DISTRICT-KARUR,Mobile No-9443812004 | TKPTI1 | Airtel | Tamil Nadu | GBT
IN-1059237 | THENNILAI | 10.9478 | 77.8314 | R.Jothmani, Sf No: 525/C, 2/215, Behind Spp Cycle Workshop, Chinna Dharapuram Road, Thennilai, Karur Dt - 639206 / 94433-07597 / 04320-237338 | TNLAI1 | Airtel | Tamil Nadu | GBT
IN-1122862 | THONDAMAGINAM | 10.7123 | 78.336 | Mr.M.Mookaiya, S/O.Maruthanayagam, Rs.No.377/1, Door No.1, Thondamanginam, | TNMGM1 | Airtel | Tamil Nadu | GBT
IN-1061172 | TNPL PUGALUR | 11.0581 | 77.9919 | TNPL Pugalur | TNPL1 | Airtel | Tamil Nadu | GBT
IN-1060155 | TNPL | 11.0603 | 77.9888 | MR.M.KATHIR VELU/MR.M.RASAPPAN/MRS.M.MARAYAMMAL,SF.NO.236/2&236/3,NO.218,ALAMARATHUMEDU,NADAIYANOOR POST,KARUR DIST.-639113.PH:04324-277164 | TNPL3 | Airtel | Tamil Nadu | GBT
IN-1106489 | THOPPAMPATTI | 11.0165 | 77.8664 | Mr. N.SENGOTTAIYAN S/O K.NALLASWAMI GOUNDER,VILL-THOPPAMPATTI,POST-ATHAIPALAYAM,TALUK-ARAVAKURCHI,DISTRICT-KARUR,Mobile No-9443812004 | TOPMT1 | Airtel | Tamil Nadu | GBT
IN-1106769 | THIRUKONAM | 10.7558 | 77.9589 | P.MURUGESHAN, S/O.PALANIAPPAN, THIRUKONAM(PO), PALAYAM(VIA), VADASANTHUR(TK), DINDUGUL(DT). PH.9942435557 | TRKNM1 | Airtel | Tamil Nadu | GBT
IN-1059632 | UPPIDAMANGALAM | 10.9029 | 78.156 | Mrs. Saraswathy, W/O. Kannusamy, Sf No. 462, No. 26, North Gate, Uppidamangalam Post, Karur Tk - 639114, Ph: 94435 44438 / 04324-231478, (Acq By Capital) | UPGLM1 | Airtel | Tamil Nadu | GBT
IN-1106628 | VADASERI | 10.7348 | 78.5252 | Mr. S.RAMALINGAM S/O SANGAPPILLAI, VILL.-VADASERI,POST-VADASERI,TALUKA-KULITHALAI,DIST.-KARUR,PH:-9894457842 | VDSER1 | Airtel | Tamil Nadu | GBT
IN-1059676 | VELLIYANAI BUS STOP | 10.8451 | 78.1194 | Mr.M.Krishnasamy,S.F.No.1125,No.16/159,Main Road,Backside To Lakshmi Vilas Bank,Dindigul Main Road,Veliyanai,Karur Dist.-639 118.Ph:94437-28188. | VELNI1 | Airtel | Tamil Nadu | GBT
IN-1106725 | VENJAMANGUDALUR(WEST) | 10.7899 | 77.9949 | Mr. TIRUMURTHY S/O KRISHNA SWAMI GOUNDER, VILL.-VENJAMANGUDALUR,POST-CHINNAKARIYAMPATTI, TALUKA-ARAVAKURCHI,DIST.-KARUR,PH:-04320-238720,Mobile-9894988657 | VENJA1 | Airtel | Tamil Nadu | GBT
IN-1062294 | VENNAMALAI | 10.9911 | 78.0776 | Mr.N.Kodiarasu, S.F.No.203,203/1A, Salem Main Road, Near Bus Stop, Vennamalai, Karur Dist.-639 006. Ph:94432-08187/ 04324-222626 | VENMI1 | Airtel | Tamil Nadu | RT Tower
IN-1274639 | V K S College | 10.8156 | 78.3871 | Mr.Chinnathambi, S/o.Ponnusamy, Thoppupatti pudur post, Thogamalai via, Kulithalai tk, karur-621316, 98651-41587 | VKSCL1 | Airtel | Tamil Nadu | GBT
IN-1101267 | VELLIYANAI SOUTH | 10.8237 | 78.1401 | C. SUBRAMANI, S/OCHINNAPA GOUNDER, 272, METTU PATTI, VELLANI POST, KARUR? PH- 93605-32164, 97864-21334 | VLNAI1 | Airtel | Tamil Nadu | GBT
IN-1059367 | VANGALAIPUDHUR | 10.806 | 77.9356 | Mr.Palanisamy Land, S/O Vellayappa Gounder, (House No 1-114) Land Behind House, Vangalaipudur,Aravakurichi Tk, Dindigul Main Road, Dindigul Dist - 639201, | VLPDR1 | Airtel | Tamil Nadu | GBT
IN-1106888 | VELLAPATTI | 10.8046 | 78.3004 | Mr. M.PERUMAL S/O MANIKAM, VILL.-VELLAPATTI,POST-KIRANUR, TALUKA-KULITHALAI,DIST.-KARUR,PH-04323-244247,Mobile-9442828462 | VLPTT1 | Airtel | Tamil Nadu | GBT
IN-1061044 | VELAYUTHAMPALAYAM | 11.077 | 78.0069 | Raja Steel & Cement, Kadalur Main Road, Velayuthapalayam | VMPM1 | Airtel | Tamil Nadu | GBT
IN-1062775 | FOUR ROADS , VELAYUTHAMPALAYAM | 11.0751 | 78.0018 | MR.N.PERIYASAMY. S/O.NAGAPPA GOUNDER, SF.NO.120/1A, ASHOK COMPLEX, NO.47 BAZZAR 2, MALAI VEETHI, VELAYUTHAM PALAYAM, KARUR DIST - 639 117. PH:94438 00838/04324-270534 | VMPM2 | Airtel | Tamil Nadu | RT Tower
IN-1110764 | VADUGUPATTI | 10.755 | 77.8553 | MR.N.SUBRAMANI,S/o.MR.NACHIMUTHU GOUNDER, S.NO.380/B, MODAKKURKILPAGAM VILLAGE, ARAVAKURICHI TALUK, KARUR DISTRICT - 639 207 PH:9443395449 | VUGPT1 | Airtel | Tamil Nadu | GBT
IN-1060692 | Adanakottai | 10.5258 | 78.96 | MR.RAJA,S/O.R.KRISHNAN,SF.NO.137/2A,137/3,NOP.686-A,ADANAKOTTAI POST,PERUNGALUR VIA.,PUDUKOTTAI TALUK,PUDUKOTTAI DIST.-622203.PH:94447-86077/04322-241471 | ADNKT1 | Airtel | Tamil Nadu | GBT
IN-1030961 | Adanakottai | 10.5289 | 78.9607 | P.Dharmarajan, S/O.R.Palaniappan, 624, Society Street, Athanakottai, Pudukottai Dt, 04322-241353 / 99430-34390 | 2059 | Vodafone | Tamil Nadu | GBT
IN-1116857 | Kalapam | 10.4109 | 78.9462 | S. Karupayee, S/O, Somasundaram, Kalapam Post, Alangudi Post, Puthukottai - 622301? Ph- 04322-205604 | KLPAM1 | Airtel | Tamil Nadu | GBT
IN-1062223 | Karambakkudi | 10.4583 | 79.139 | Mr. G. Baskaran, Sf No. 241 /5, No. 28, Katchery Street, Karambakudi Post, Alangudy Tk, Pudukottai Tk - 622302, Ph: 04322 255550 (Acq By B.Sivakumar-98947 0006) | KRMKD1 | Airtel | Tamil Nadu | RT Tower
IN-1070923 | Mangottai | 10.4118 | 78.9812 | MR.V.KULANTHAIVELU,S/O.VELAYUTHA UDAYAR,SF.NO.350/11B-1B,MONGOTTAI POST,MALAYUR VIA.,ALANGUDI TALUK,PUDHUKOTTAI DIST.-622302.PH:98435-81704 | MNGTI1 | Airtel | Tamil Nadu | GBT
IN-1117481 | Manjanviduthi | 10.3818 | 78.9154 | Veerappan,s/o:Chiniah,ManjanViduthi,Vamban(po),Alangudi(tk),Pudukottai-622303PhNo-9865234834 | MNJAN1 | Airtel | Tamil Nadu | GBT
IN-1117477 | Thachinapuram | 10.3361 | 78.9178 | Veluchani,Thachapuram,Vengadapuram(Po),Vambal X Road(Via),Alangudi(Tk) Ph No-9345043632 | THPRM1 | Airtel | Tamil Nadu | GBT
IN-1081065 | Ayyanarkulam | 10.3783 | 79.0024 | J.Sekar, SF No: 275/1, Ayyanoor, Alangudi Via, Alangudi TK, Pudukotai Dt, 98424-22321 | 5752 | Vodafone | Tamil Nadu | GBT
IN-1030727 | Karambakkudi | 10.4564 | 79.143 | Mr.Thirumoorthy,,KalariStreet,Karambakudi,Pudukottai.Ph9443362885,9443967359 | 484 | Vodafone | Tamil Nadu | GBT
IN-1138009 | Karambakudi Agragaram | 10.4579 | 79.1329 | VAITHIYATHAN C/O BALASUBRAMANIYA IYER NO 6 ,AGRAHARAM KARAMBAKUDI [PO] [TK]. PUDUKOTTAI [DIST]. PH NO: 9965863509. | 1428 | Vodafone | Tamil Nadu | GBT
IN-1069235 | Mullankuruchi | 10.4202 | 79.0834 | C.RAVICHANDARAN,MULLANKURICHI(P), VADAKADU(Via),ALANGUDI(Tk), PUDUKOTTAI(Dt),PIN:622304, PH:9965018403,9865330097. | 2971 | Vodafone | Tamil Nadu | GBT
IN-1109852 | Malaiyur | 10.4334 | 79.0279 | S.CHELLAIAH, S/O SAMIKONAR ,KEELAMALAIYUR POST, ALANGUDI TALUK, PUDUKOTTAI DISTRICT | MALYR1 | Airtel | Tamil Nadu | GBT
IN-1097519 | Thuvar | 10.451 | 79.055 | chinniah,vill & post thuvar,t.k | THUVR1 | Airtel | Tamil Nadu | GBT
IN-1082956 | Puthupati | 10.4469 | 79.0955 | PUDUPATTI, PALLAVARAYANPATHAI PO, | PPATT1 | Airtel | Tamil Nadu | GBT
IN-1124483 | Southvettanviduthy | 10.4049 | 79.0506 | MARIYAPA KONAR,S/O BETHA KONAR SOUTH VETTAN VIDUTHI,KADUK KADU POST,KANTHARVAK KOTTAI TK,PUTHU KOTATI DIST. 9843590839 | 4323 | Vodafone | Tamil Nadu | GBT
IN-1129840 | Vaanagankadu | 10.3868 | 79.0751 | MR S.PUNGOOTHAI,W/O SELVARASU,NO 94,VADAKADU,VAANAGANKADU(PO),ALANGUDI(TK),PUDUKOOTTAI(DT)PIN 622306,PH-9047375959. | 3408 | Vodafone | Tamil Nadu | GBT
IN-1123155 | Vettanviduthi | 10.3985 | 79.0402 | MR. EKPANUDEEN, MAIN ROAD, VETTAN VIDUTHI | 2963 | Vodafone | Tamil Nadu | GBT
IN-1110109 | Kallakottai | 10.0316 | 79.0709 | M.SRINIVASAN S/O MARIYHU 1/64 KALLAKOTTAI VILLAGE VILANUR(PO) AVUDAYAR (TK) PUDUKOTTAI(DT).CONTACT NO 9750088648 | 5082 | Vodafone | Tamil Nadu | GBT
IN-1128442 | Kallakottai | 10.5223 | 79.1065 | B.MOHAMADUSOOF,S/O,BAVARAVOOTHAR,1/105,KALLAKOTTAI,TANJOREMAINROAD,KANTHARVAKOTTAITK,PUTHUKOTTAI-622302?PH-94863-27755,04322-245287 | 2970 | Vodafone | Tamil Nadu | GBT
IN-1233517 | Karakathi Kottai | 10.0033 | 79.1693 | K.RANGAMAL, W/O KARUPPAIYA,KARAKATHI KOTTAI PO,MANAMELKUDI TK,PUDUKOTTAI-614610.PH-04371-260376.PH-9442870164 | 7117 | Vodafone | Tamil Nadu | GBT
IN-1124364 | Keelanembakottai | 10.366 | 78.9683 | N.BALA KUMAR S/O NAALIAYYAN MELA NEMMA KOTTAI AALANKUDI POST,TK PUDUKOTTAI DIST 9443924112 | 4326 | Vodafone | Tamil Nadu | GBT
IN-1127235 | Killukottai | 10.6515 | 78.9185 | A.Susairaj, Land Of Matha Rice Mill | 2686 | Vodafone | Tamil Nadu | GBT
IN-1031044 | Kottaipattinam | 9.9767 | 79.1956 | N.JAMAL MOHAMED, S.F.No. 219, Fish Market, No. 822, Chathiram Street, Kottaipattinam, Manamelkudi, Pudukottai - 614 619. | 1843 | Vodafone | Tamil Nadu | GBT
IN-1117479 | Kulandaivinayakarkottai | 10.3767 | 78.948 | SayedAbudaheer,s/o:SaiyedIbrahim,PillayarKovilSt.,KulanthiViyakarKottai(po),Alangudi(tk),Pudukottai-622301PhNo-9843124494 | VINAY1 | Airtel | Tamil Nadu | GBT
IN-1082931 | Palayagandarvakottai | 10.5995 | 79.0204 | M.Shanmugam,Palayagandarvakottaipost,gandarvakottaiTk,PudukottaiDt-613301. | 5564 | Vodafone | Tamil Nadu | GBT
IN-1101293 | Andipatti | 10.2796 | 78.8082 | Mr.K.Subramanian,S/O.Mr.Karuppaiya, Survey No;81/1D, Situated at Andipatti Village, Thekkatur post, Rayavaram Via,Thirumayam Taluk, pudukottai District - 622 506, PH no;9943606290 | ADIPT1 | Airtel | Tamil Nadu | GBT
IN-1252697 | Pudukottai | 10.3805 | 78.8219 | S.Hakimulla, S/O.E.S.V.Sanji Ibrahim, No:88 & 89, East 2nd Street, Pudukottai Dt-622011. | 714 | Vodafone | Tamil Nadu | RT Tower
IN-1231965 | Amanji | 10.1313 | 79.0006 | AMANJ1,INFRATEL ,MR.SIVAGAMISUNDARI,W/O.KARUPPAIH, | AMANJ1 | Airtel | Tamil Nadu | GBT
IN-1060521 | Andakulam | 10.5286 | 78.8923 | R.VALLIAMMAI,W/O RAGUNATHAN, OLD NO 3/9 NEW NO 291,IYYA VAAYAL ,ANDA KULAM POST,KULUTHUR TALUK,PUDUKKOTAI-622203, PHONE 9443434268, 04339248256. | ANDKM1 | Airtel | Tamil Nadu | GBT
IN-1059975 | Annavasal | 10.4607 | 78.7004 | MR.A.MOHAMMEDIBRAHIM,SURVEYNO.186/1,OLDNO.3,NEWNO.6,CHEKKADISTREET,ANVASALPOST,ILLUPPURTALUK,PUDUKOTTAIDISTRICT-622101.PH:9443888607. | ANVSL1 | Airtel | Tamil Nadu | GBT
IN-1061284 | Aranthangi | 10.1689 | 78.9936 | A. Sevathammal, Rahman Tower , Salem Complex, Mohadeen Lodge, 18/3 Old Hosipital Road, Aranthangi. | ARGI2 | Airtel | Tamil Nadu | RT Tower
IN-1060849 | Arimalam | 10.2536 | 78.89 | Maharunisha, ?#11,Pudur Agraharam Street,Rajiv Gandhi Nagar,Arimalam, Trichy, 0433-271271 | ARMLM1 | Airtel | Tamil Nadu | GBT
IN-1060315 | Nagapparoad | 10.2599 | 78.8818 | MRS.N.MEENAKSHI, W/O.K.NACHIYAPPAN, T.S.NO.1179, OLD NO.27, NEW NO.117, NAGAPPA ROAD, ARIMALAM POST, PUDUKOTTAI DIST - 622 201. PH:94447 50083 | ARMLM2 | Airtel | Tamil Nadu | GBT
IN-1106768 | Ariyapatti | 10.3087 | 78.9826 | T.THIRUPPATHY, S/O.THANGAVEL, ARAYA PATTY(PO), KILATHUR(VAI), ALAGUDI(TK), PUDUKKOTTAI-634622. PH:04322-251973 | ARYPT1 | Airtel | Tamil Nadu | GBT
IN-1060854 | Avudaiyarkovil | 10.0744 | 79.0442 | Open Land Of Mr.Muttumani,Manikya Vasagan Rice Mill Back Side,Main Road,Avudaiyar Kovil. | AVKL1 | Airtel | Tamil Nadu | GBT
IN-1060287 | Erichy | 10.2112 | 78.9699 | MRS.V.KARUPAYEE, W/O.K.R.VELU, S.NO.335/16A & 16B, MAIN ROAD, KADAIYATHUPATTY, ARANTHANGI-TK, PUDUKOTTAI DIST - 614 622. PH:94435 54875 | ERCHY1 | Airtel | Tamil Nadu | GBT
IN-1060833 | Erukkalkotai | 10.2272 | 79.0308 | MR.S.SENTHIL KUMAR, S/O.SUBRAMANIAN, S.NO.28/9, 28/11A & 28/13, OLD NO.2/4, NEW NO.2/4A, ERUKKALAKOTTAI POST, ARANTHANGI-TK, PUDUKOTTAI DIST - 614 624. PH:99425 85745 | ERKLT1 | Airtel | Tamil Nadu | GBT
IN-1060105 | Iluppur | 10.514 | 78.6199 | MR.D.K.SRINIVASAN/MRS.K.PADMAVATHY,SF.NO.260/1A,NEWSF.NO.534/28&29,UPPUKAICHISTREET,ILLUPUR,PUDUKOTTAIDIST.-622102.PH:93451-56741/93451-56743/0431-2781457 | ILPUR1 | Airtel | Tamil Nadu | GBT
IN-1061464 | Keeranur | 10.5737 | 78.7831 | Mr.Venkatachalam,OsvComplex,1/1,MainRoad,Keeranur,NearBusStand,PudukottaiDt. | KERNR1 | Airtel | Tamil Nadu | RT Tower
IN-1116868 | Keelakurichi | 10.4933 | 78.7247 | MR.D.SUBBAIYA,S/O.MR.DHARMALINGAM,SF.NO.145/5,OLDNO.2/48&NEWNO.383,KAMBAKAPATTY,KEELAKURICHI,ILLUPURTALUK,PUDUKOTTAIDIST.-622101.PH:04339-230512 | KLKRC1 | Airtel | Tamil Nadu | GBT
IN-1061712 | Ponnamaravathi | 10.2776 | 78.5419 | Puneethvarthy Complex,Near Bus Stand,Ponnamaravathy.Mr.Haridas,Ph-9443456616,263376 | PNVAI1 | Airtel | Tamil Nadu | RT Tower
IN-1060012 | Pasumalaipatty | 10.5134 | 78.7801 | MR.S,MANIVANNAN,SF.NO.211/1,212/1,224/1,211/1A & 1B,PASUMALAIPATTY,AMMASAMUTHIRAM POST,KULATHUR TALUK,PUDUKOTTAI DIST-622504.PH.NO.98424-81796.(REMARKS:MANIVANNAN IS A BROTHER OF ILLANGO) | PSPTT1 | Airtel | Tamil Nadu | GBT
IN-1060332 | Ramachandrapuram | 10.2399 | 78.7916 | MRS.K.R.VALLIYAMMAI,W/OKARUPPAIYASERVAI.NEWNO:100HIGHSCHOOLSTREET,KADIYAPATTI,RAMACHANDRAPURAMPOST,PUDUKOTTAI622505.PH:9442491588.04333272849. | RAMCM1 | Airtel | Tamil Nadu | GBT
IN-1126704 | Rapoosal | 10.5269 | 78.686 | MR.M.RANGAIYA,S/O.MUTHUSAMY,SF.NO.245/3,OLDNO.123,NEWNO.183,RAPOOSALPOST,ILLUPOORTALUK,PUDUKOTTAIDIST.-622102.PH:98654-15736 | RPSAL1 | Airtel | Tamil Nadu | GBT
IN-1117489 | Veeradipatti | 10.573 | 79.0699 | M.Mangayee, W/O.Muthu Samy Udaiyar, Veeradi Patty, Malthangal(Po), Kandarva Kottai(Tk), Pudukkottai-613301. Ph.04322-205114 | VRDPT1 | Airtel | Tamil Nadu | GBT
IN-1106567 | Ayangudi | 10.2273 | 79.1062 | GUNA SEKARAN, S/O.CHINNA THAMBI, AYANGUDI(PO), ARANTHANGI(TK), PUDUKOTTAI(DT)-614801. PH.04371-234078. | AYGDI1 | Airtel | Tamil Nadu | GBT
IN-1060320 | Keparai | 10.3541 | 78.8475 | K S R SUMBATH,NO 778,SREEBALAMURUGAN RICE MILL,KEPARAI,PUDUKKOTTAI.04322 265509,9442411619 | KPRAI1 | Airtel | Tamil Nadu | GBT
IN-1059143 | Keeramangalam | 10.1685 | 78.9947 | Open Land Of Mr. A.P.R.Ayyavu Chettiyar, H.No.18, Main Road, Keeramangalam, Pudukottai Dt-614624, Ph-242355, 9443107355 | KRMLM1 | Airtel | Tamil Nadu | GBT
IN-1101249 | Maruthanthallai | 10.4401 | 78.7567 | MR.P. SAMBASIVAM, S/O. MR. PALANIYANDI, SF NO: 46/3, SITUATED AT MARUTHATHALLAI POST, ELUPUR TK, PUDUKOTTAI DIST: 622 101. PH NO:94431 44259. | MARUT1 | Airtel | Tamil Nadu | GBT
IN-1106947 | Melapattu | 10.1604 | 79.0314 | MR.K.ABDUL RAHIM,S/O:KHAN MOHMAD,MELPATTU,MELAPATTU(P),ARANTHANGI(T),PUDUKKOTTAI(D),614616,MOB:9443811828,9788771149 | MLPTU1 | Airtel | Tamil Nadu | GBT
IN-1059860 | Mamamasamudram | 10.3296 | 78.7761 | MR.P.MOORTHY,SF.NO.626/2F,NEARPOSTOFFICE,MASAMUDRAMPOST,THIRUMAYAMTALUK,PUDUKOTTAIDIST-622404.PH.NO.04333-2777560,98424-89409 | MMMSD1 | Airtel | Tamil Nadu | GBT
IN-1106552 | Mangudi | 10.2175 | 79.0664 | MR.K.CHINTHAMBI,S/O.KARUPAAIAN,MANGUDI,POOVATRAKUDIPOST,ARANTHANGITALUK,PUDUKOTTAIDISTRICT-614624,PH:9788502538 | MNGDI1 | Airtel | Tamil Nadu | GBT
IN-1107023 | Mangudi | 10.4127 | 78.7177 | A.PALANI,S/O,ANJAN,MANGUDI POST,ELUPUR TALUK,PUDUKOTTAI-622101,PH-98429-15126 | MNGUD1 | Airtel | Tamil Nadu | GBT
IN-1101223 | Muthukadu | 10.4858 | 78.4858 | S. MUTHUSAMY, S/O, SATHAPPAN, KILLAMUTHU KADU, KAVERI NAGAR POST, KULATHUR TK, PUTHUKOTTAI - 622501? PH- 94438-25576, 97861-12985 | MTKDU1 | Airtel | Tamil Nadu | GBT
IN-1060686 | Kaikurichi | 10.3552 | 78.8377 | MR M.MUTHU NO 199,THIRUMALAI RAYA SUMUTHARAM,KAIKURICHEE,PUDUKOTTAI DISTRICT,PUDUKOTTAI, PHONE 9443888685 | PDKT15 | Airtel | Tamil Nadu | GBT
IN-1060492 | Bhuvanseshnagar | 10.3663 | 78.8289 | A.BANUMATHI, PLOT NO.3 BHUVANESWARI NAGAR, THIRUKADALAI POST, PUDUKKOTTAI 622 003 PH:9486542440 | PDKT16 | Airtel | Tamil Nadu | GBT
IN-1060331 | Paramanthoor | 10.1065 | 79.0197 | MR.R.DHINAKARAN, MRS.R,BHUVANESHWARI, MR.R.ELANKUMARAN & MRS.R.PARIMALAVALLI, S.NO.20/5A & 22/2B, NO.108, PARAMANTHUR, AVUDAYARKOIL POST, ARANTHANGI-TK, PUDUKOTTAI DIST - 614 616. PH:04371-233061 | PRMTR1 | Airtel | Tamil Nadu | GBT
IN-1068696 | Vettukadu | 10.512 | 78.6631 | MR.M.NATESHAN,S/O.MARIAPPAN,SF.NO.222-3A1/B,OLD NO.2/41B,NEW NO.2/268,POLAMPATTY,RAPOOSAL POST,ILLUPUR TALUK,PUDUKOTTAI DIST.-622102.PH:99433-60074 | VTKDU1 | Airtel | Tamil Nadu | GBT
IN-1062510 | Alangudimainroad | 10.376 | 78.8261 | Mr.M.Natarajan, T.S.No:4775, Near Sivanantham Pillai Rice Mill, Alangudi Road, Pudukottai-1. | PDKT7 | Airtel | Tamil Nadu | RT Tower
IN-1059893 | Pulivalam | 10.2796 | 78.7601 | MR.K.MUTHAIAH,SF.NO.40/1,YEPATTY,PULIVALAMPOST,THIRUMAYAMTALUK,PUDUKOTTAIDIST-622503.PH.NO.94434-30967. | PLVLM1 | Airtel | Tamil Nadu | GBT
IN-1060456 | Mountzioncollege | 10.2955 | 78.7653 | MR.A.ABDULLAH/MR.MUBARAKALI,SF.NO.100,OPP.TO ZION ENGG.COLLEGE,LANA VILAKU,PUDUKKOTTAI DIST.-622507.PH:98426-91486/99659-47884/04322-224067 | PLVLM2 | Airtel | Tamil Nadu | GBT
IN-1060630 | Panangudi | 10.2207 | 78.7879 | MR.V.RAMANATHAN, S/O.VADIVEL, NO.201, PANANGUDI, RAMACHANDRAPURAM, THIRUMAYAM, PUDUKOTTAI DIST - 622 505. PH:04333-272405 | PNNGD1 | Airtel | Tamil Nadu | GBT
IN-1059200 | Ponnamaravathi | 10.28 | 78.5469 | Manivannan Land, 9 Keelarathaveethi, Pudupatti, Ponnamaravathi | PNVAI2 | Airtel | Tamil Nadu | GBT
IN-1116864 | Puthampur | 10.4652 | 78.8484 | M. Chinnayan, S/O, Muthukarupan, Puthampur Post, Kaverai Nagar Via, Puthukottai - 622501? Ph- 94427-41048 | PTMBR1 | Airtel | Tamil Nadu | GBT
IN-1067396 | Silattur | 10.2318 | 78.9898 | MR.M.ARUMUGAM,S/O.MEYYANATHA DEVAR,SF.NO.220/19,94/5E &104/5B,NO.4/1,THANDAKARAI STREET,SILATHUR POST,ARANTHANGI TALUK,PUDUKOTTAI DIST.-624622.PH:0431-236593 /94437-63970 | SLTUR1 | Airtel | Tamil Nadu | GBT
IN-1061022 | Tirumayam | 10.2453 | 78.7497 | Sethupathi Land, 150 Bazaar Street, Tirumayam | TMYM1 | Airtel | Tamil Nadu | GBT
IN-1106599 | Tuvaragapalpuram | 10.1669 | 79.0619 | Mr.V.Krishn,S/O:Veerambalam,Thuvargampaluram,Melamangalam(P),Aranthangi(T),Puddukkotai(D),Mob:9943520682 | TUVAR1 | Airtel | Tamil Nadu | GBT
IN-1067879 | Vadavalam | 10.4246 | 78.893 | PANCHAVARANAM S/O CHINNAIYA,VADAVALAM(P.O),PUDUKKOTTAI(T.K),DIST-PUDUKKOTTAI,PH-9943117660 | VDVLM1 | Airtel | Tamil Nadu | GBT
IN-1116863 | Vagavasal | 10.4391 | 78.8301 | N.Valli Kannu, W/O Nalliya Devar, Vagavasal, Rasapatti Post, Pudukottai 622004 Ph: 9976368586 | VGVSL1 | Airtel | Tamil Nadu | GBT
IN-1106779 | Vayalogam | 10.5177 | 78.7437 | D.IRUDAYARAJ,S/O,DHANASAMY PILLAI,601/3,NORTH STREET, VAYALOGAM POST, ILUPUR TALUK,PUDUKOTTAI-622102,PH-99429-19063 | VYLGM1 | Airtel | Tamil Nadu | GBT
IN-1060699 | Veerapatti | 10.484 | 78.6583 | MR.SHAKUL HAMEED,S/O.MOHAMMED SHAUSHA,NO.86,ASHOKA RICE MILL,OPP.TO.VEERAPATTI BUS STOP,VEERAPATTI POST,MOOKARAMALAI PATTI VIA.,ILLUPUR TALUK,PUDUKOTTAI DIST.-622303.PH:99659-88016 | VRPTI1 | Airtel | Tamil Nadu | GBT
IN-1106997 | Isalur | 10.6406 | 78.8596 | K.RAMALINGAM,S/O.KARUPPAYA,1.ISALUR.PULIYUR(PO),KULATHUR(TK),PUDUKOTTAI(DT).PH.04339202911(PP) | ISALR1 | Airtel | Tamil Nadu | GBT
IN-1106977 | Keelakarupadipatty | 10.5179 | 78.7426 | R.IYYADURAI, S/O.RANGA GONAR, KEELAKARUPADIPATTI, ILUPUR(TK), PUTHUKOTTAI(DT). PH,9788537154 | KLKRP1 | Airtel | Tamil Nadu | GBT
IN-1060127 | Ganeshannagar | 10.4553 | 78.9114 | MR.C.RENGASWAMY,S/O.CHINTHAMBI,SF.NO.171/4B,OLDNO.3/88H,NEWNO.462,MAVEEDITHIPOST,GANESHANGAR,PUDUKOTTAIDIST.-622203.PH:9865005273 | GNSHN1 | Airtel | Tamil Nadu | GBT
IN-1059977 | Malur | 10.4598 | 78.7811 | MR. N. MUTHUSWAMI(KANDIER)POST SATI MANGALAM MALUR KULETOR Tk. Puddukottai Dist. DIST.04339240419 | MALUR1 | Airtel | Tamil Nadu | GBT
IN-1106684 | Naduvipatti | 10.452 | 78.5803 | CHINNAYAN, S/O.ATHAPPA GOUNDER, NADUVAIPATTI(PO), MANAPPARAI(TK), TRICHY(DT). PH. 9443771442. | NVPTI1 | Airtel | Tamil Nadu | GBT
IN-1030504 | Alangudi | 10.3588 | 78.9882 | N. Sellatharasu, T.S.No.42-10, Stalin Nagar North, Kallalangudi, Alangudi Taluk, Puthukottai District - 622 301. | 802 | Vodafone | Tamil Nadu | GBT
IN-1134872 | Alathur | 9.9283 | 79.1279 | Mrs. R.Tamilselvi, W/o. Mr.Radhakrishnan, SF No: 3/1D1, No:2/1, meemisal post, Avudayar koil TK, Pudukottai Dt, 99761-31000 | 4357 | Vodafone | Tamil Nadu | GBT
IN-1081369 | Alavayal | 10.3224 | 78.5437 | K.R.SUBBAIYA,S/O,KARUPPAIYA,ALAVAYAL,KOPPANAPATTI VIA,PONNAMARAVATHY THALUK,PUTHUKOTTAI-622401.PH:(C/P)KATHIRAVAN-9786506940. | 5665 | Vodafone | Tamil Nadu | GBT
IN-1123980 | Amathoor | 10.432 | 78.9294 | Mr,M.Arumugam,s/o,muthu paralache gon,Mela street,Amathur kulavai patti[po],pudukottai DT. PH: 9787482941 | 1183 | Vodafone | Tamil Nadu | GBT
IN-1031078 | Andakulam | 10.5259 | 78.8987 | Mr.Rajappa, Sempatti, Andakulam, Kalathur(Tk), Pudukottai(Dt) - 622 501. Ph. 94437 77442 | 1931 | Vodafone | Tamil Nadu | GBT
IN-1030664 | Annavasal | 10.4567 | 78.6986 | E.A. Shanmugam, S.F.No.330/6, Mettu Street, Anna Vasal, Illapur Taluk, Pudukottai - 622 101. | 505 | Vodafone | Tamil Nadu | GBT
IN-1113411 | Aranipatti | 10.3045 | 78.5105 | P.Ramasamy, No.67, Aranipatti, Ulagampatti Post, Thirupathur Taluk, Sivagangai-630410 | 5765 | Vodafone | Tamil Nadu | GBT
IN-1128437 | Arimalamnew | 10.2642 | 78.8889 | A. DHKSHANA MOORTHY, NORTH STREET, ARIMALAM | 2955 | Vodafone | Tamil Nadu | GBT
IN-1082519 | Atggovt,Polytechniccollege | 10.1575 | 78.9967 | Mr.Jab,C/o,MoideendavarMosque,Aranthangi-614616/No:04371-220050 | 5382 | Vodafone | Tamil Nadu | GBT
IN-1031114 | Avanatamkotai | 10.2409 | 79.037 | Mr.S.Elango, S/o.Sannasi, 184,Keelakudiyiruppu, Avanathakottai, Aranthangi, Pudukottai - 614 624. Ph. 94427 62633, 04371 232490. | 2174 | Vodafone | Tamil Nadu | GBT
IN-1030943 | Avanmkaikati | 10.3281 | 79.1331 | S.MOHAMEDSALIB,NEAR:AIRCELTOWER,PATTUKKOTAIMAINROAD,AVAMKAIKATTI,AVAM,PERAVURANI(TK),THANJAVUR,PHONE:0437327256,9443661373. | 1839 | Vodafone | Tamil Nadu | GBT
IN-1031335 | Balajinagar | 10.3965 | 78.8283 | M.R. ANURATHA, W/O, MURUGAPPAN, S.F. NO - 124, 151, SRINIVASA NAGAR 5 TH STREET, MACHUVADI, PUTHUKOTTAI - 622004? PH- 04322 - 271624 | 2459 | Vodafone | Tamil Nadu | GBT
IN-1081309 | Erichy | 10.2349 | 78.9675 | NATARAJAN, S/O-GANESAN, ERICHY, CHIDAMPARAM VIDUTHI (PO), ARANTHANGI (TK), PUDUKOTTAI (DT)-614622., MOB-99656-40625 | 5677 | Vodafone | Tamil Nadu | GBT
IN-1030663 | Iluppur | 10.5086 | 78.6125 | C. Periyasamy, S.F.No.182/3, Santhanapuram, Near Raja Theatre, Ilupur, Pudukottai District. | 481 | Vodafone | Tamil Nadu | GBT
IN-1128013 | Irrukathanpatti | 10.6216 | 78.8973 | T.SELVI,W/OA.THANKAMANI,IRRUKANTHAMPATTI VILLAGE,T.KILLIYUR POST,KULLATHUR TK,PUTHUKOTTAI DT.PH 04339246367,9751309747 | 3620 | Vodafone | Tamil Nadu | GBT
IN-1031046 | Itchadi | 10.4266 | 78.8804 | A.JEYAPRAKASAM, S.F.No. 6/1,6/3,12/3, Near No.236, Matha Store, Itchadi Bus Stop, Pudukottai 622 004. | 1933 | Vodafone | Tamil Nadu | GBT
IN-1134839 | Kadiya Patti Road | 10.2456 | 78.7633 | C.Mariappan, S/o.A.Chidambaram, SF No: 373/1B, Mahamayepuram, Irudhayapuram Post, Ramachandrapuram Via, Thirumayam TK, Pudukottai DT-622505, 99426-34276 | 3256 | Vodafone | Tamil Nadu | GBT
IN-1030926 | Kadiyapatti | 10.2335 | 78.7881 | NAGARATHINAM , S.F.No.719/6, Ramachandrapuram Post, Kadiapatty, Pudukottai -622 505. | 1866 | Vodafone | Tamil Nadu | GBT
IN-1060831 | Puthuvakottai | 10.1399 | 78.9725 | MR.S.BASKARAN, S/O.SUBBAIAH, S.NO.101/3A, NO.8, PUDUVAKOTTAI POST, ARANTHANGI-TK, PUDUKOTTAI DIST - 614 616. | PUTHU1 | Airtel | Tamil Nadu | GBT
IN-1137636 | Katcheri Road | 10.5705 | 78.7895 | Mrs.S.Rajiya Begam, W/o. VKA.Sheik Mohideen, SF No:210/20 and 210-21, Opp to taluk Office, keeranur post, Pudukottai DT, 99654-69800 | 3942 | Vodafone | Tamil Nadu | GBT
IN-1127924 | Kathakurichi | 10.3074 | 78.9041 | MR.R.SURIYAMOORTHY, S/O RAJA GOPAL, KATHAKURUCHI, VALLATHARIPATTI PO, ALANKUDI TK, PUDUKOTTAI DIST. PH-9486547200. | 4194 | Vodafone | Tamil Nadu | GBT
IN-1083155 | Kattiyanpatti | 10.3524 | 78.4792 | MR.S.RANGAIYYA,VARAPUR POST,ULAVAPATTI(VIA),SIVAGANGAI DIST.PH:(C/P)VELIASAMY-9943115580,MANIKANDAN-9843680314. | 5577 | Vodafone | Tamil Nadu | GBT
IN-1031130 | Kattumavadi | 10.1466 | 79.2245 | K.Nirmala, Musilim street, Kattumavadi, Manamelkudi TK, Pudukottai Dt, 99423-15148, 94864-26819 | 2097 | Vodafone | Tamil Nadu | GBT
IN-1138705 | Kayanpatti | 10.6737 | 78.8289 | Mr.Rengarasu, SF No: 378/1, and 620/5, chettipatti village, kulathur TK, pudukottai dt, 9943667383 | 7003 | Vodafone | Tamil Nadu | GBT
IN-1085075 | Keelaiyur | 10.2732 | 78.9467 | T.A.KULANTHAIVEL S/o ANNAMALAI KEELAIYUR KULAVAILATTI(PO) AREMALAM(TK) PUDUKOTTAI(DT)PH:04322-242173 | 5692 | Vodafone | Tamil Nadu | GBT
IN-1030687 | Keeramangalam | 10.2929 | 79.1 | A.P.R. Palaniappan, S.F.No.116-1, Near Door No.68-2, Aranthangi To Pattukottai Main Road, Keeramangalam North Post, Pudukottai - 614 624. | 482 | Vodafone | Tamil Nadu | GBT
IN-1124532 | Kelanelai | 10.1744 | 78.9046 | Mr,Chokkalingam, s/o,Velliyan,397/1 koogan st,Kelanelai po,K Pudukottai pudukottai DT 9751809690 | 4339 | Vodafone | Tamil Nadu | GBT
IN-1116156 | Killanur | 10.5518 | 78.8945 | A.MATHIARASAN NO-43 KILLANUR PERUNGALUR(VIA) KULATHUR(TK) PUDUKKOTTAI(DT)-9943607009 | 4420 | Vodafone | Tamil Nadu | GBT
IN-1031126 | Kputhupatti | 10.175 | 78.9132 | S.Seeni, 2/46, buniyan theru, Arimpalayam village, kalanilai post, k.pudupatty, pudukottai dt - 622 202 / 04333-278499 | 1865 | Vodafone | Tamil Nadu | GBT
IN-1101294 | Kudumiyanmalai | 10.4115 | 78.6702 | I.Sengole,S/o.Inchimuthu,Kudumianmalai,IlupurTK,.PudukottaiDT,98422-67338 | 2056 | Vodafone | Tamil Nadu | GBT
IN-1236628 | Kulathur | 10.5557 | 78.7807 | Mrs.N.Ramu Ammal, W/o. Nachiappan, SF No: 507/1B, Situated at Kulatur Village, Pudukottai Dt - 622 504, 98659-53694 | 5403 | Vodafone | Tamil Nadu | GBT
IN-1031050 | Kunnandarkoil | 10.5842 | 78.8919 | G.Rajendran, SF No: 295/3, Kunnandar Koil Village, Udayarpatti, Kulathur TK, Pudukottai, 94431-62775 | 2055 | Vodafone | Tamil Nadu | GBT
IN-1031846 | Lakshmipuram_Trz | 10.3803 | 78.8135 | P.L.Manickem, Palaniappa Alagammai Thirumana Mahal, Door No. 9-B, Laxmipuram, 1St Street, Puthukottai - 622 002. | 1285 | Vodafone | Tamil Nadu | RT Tower
IN-1131622 | Mahalienthal | 10.0988 | 79.1121 | V.GNANAVEL, S/O VELAYUTHAM, PERUNG KASAVAYAL, VETTANOOR POST, AVUDAIYAR KOIL TK, PUDUKOTTAI 614630, PHONE-04371-293191 | 5579 | Vodafone | Tamil Nadu | GBT
IN-1030816 | Manalmelkudi | 10.0415 | 79.2309 | P.Srinivasan,SNos330/42AandSNo330/42B,UchammannKoilStreet,MamelkudiVillage,Pudukottai.614620.Ph04371-250515,250397,Backsideindianbank.(Maduraiveeran-9443177506,94431-77381) | 866 | Vodafone | Tamil Nadu | GBT
IN-1091041 | Mangadevanpatti | 10.5795 | 78.8343 | V.Karuppiah,S/o, Velamanga Thevar, Magadevanpatti | 5404 | Vodafone | Tamil Nadu | GBT
IN-1083659 | Manganur | 10.6099 | 78.9643 | T.ELAYARAJA,MIDDLE STREET,MANGANOOR(P.O),PUDUKOTTAI DIST-613301.PH:9843228838. | 5557 | Vodafone | Tamil Nadu | GBT
IN-1074782 | Maramadaki | 10.2905 | 79.0086 | S. KARUNANITHI, MARAMADAKI POST, ARANTHAGI TK, PUTHUKOTTAI - 614622? PH- 98430-65248 | 3344 | Vodafone | Tamil Nadu | GBT
IN-1031136 | Marvamadhurai | 10.3699 | 78.5511 | S.Pichayee, W/o. Sakkaiah, SF No: 583/1B, Maravamadurai Post, Thiru kogaranam via, Thirumayam Tk, Pudukottai Dt - 94425-69644 | 2461 | Vodafone | Tamil Nadu | GBT
IN-1128066 | Mattangal | 10.5667 | 79.0486 | Mr.T.Murugesan, S/o.Thangavelu, 167, North Street, Mattangal, Gandarvakottai, Pudukottai DT-613 301, 99428-81249 | 4354 | Vodafone | Tamil Nadu | GBT
IN-1081384 | Melathaniyal | 10.4122 | 78.5805 | M.E.SHAHA MUKDDIN,S/O ISMAYIL,MELATHANIYAN,PUTHUKOTTAI-622002.PH:9486189471. | 5698 | Vodafone | Tamil Nadu | GBT
IN-1031257 | Mimisal | 9.921 | 79.1425 | N. Farook, Field No.21/6, New Field No.21/44, Back Side Of No.21/44, Colombu Stores, Near Sandu Hotel, Kilatheru, Mimisal, Pudukottai District - 614 621. | 1911 | Vodafone | Tamil Nadu | GBT
IN-1129670 | Mithalaipatti | 10.2549 | 78.6481 | MR.S.P.RAMAYA,S/O SUBBIAH,MATHA KOVIL BACKSIDE,MITHALAIPATTI VILLAGE,PUDUKOTTAI(DST).MOB NO:9843046435. | 4272 | Vodafone | Tamil Nadu | GBT
IN-1031020 | Mookambigai | 10.5907 | 78.7634 | A.Manivann,3/320,Sembathurraja,Kulathurpost,Pudukottai | 1936 | Vodafone | Tamil Nadu | GBT
IN-1231883 | Mudukulam | 10.6211 | 79.0781 | M.RAJA RAM,S/O MUTHU SAMY,MUDHU KULAM,KARUNGULAM PO,KANDHARWA KOTTAI TK,PUDHU KOTTAI-613303.PH-9751217240 | 7201 | Vodafone | Tamil Nadu | GBT
IN-1124534 | Mullukundu | 10.2318 | 78.7926 | ALAGAPAN,S/OPERIYASAMI, A32 MULLUKUNDU, KADIAPATTI,PUTHUKOTTAI. PH 9444295968 | 4328 | Vodafone | Tamil Nadu | GBT
IN-1128058 | Nalamvalsamudram | 10.1747 | 78.8584 | C.MANKUDI S/o CHINNAYAN V.C.M.ILLAM PUTHUNILLAI VILLAGEKARAIKUDI ROAD PUDUKOTTAI (D.T).PH:04333-245674 | 5733 | Vodafone | Tamil Nadu | GBT
IN-1231888 | Narayanamangalam | 9.9786 | 78.9962 | MRS K.PORKUDI,RA MANGALAM,CHITHAKUR PO,DEVAKOTTAI TK,SIVAGANGAI -622041.PH-9360897809 | 7107 | Vodafone | Tamil Nadu | GBT
IN-1110112 | Nemmimipatti | 10.4848 | 78.9623 | Mr. M.peramaiya, Nemmilipatti, Varapur Post, Pudukottai-622203 | 1249 | Vodafone | Tamil Nadu | GBT
IN-1123992 | Neppuggai | 10.6524 | 79.6377 | Mr,Lakshmanan,s/o,muthusamy,Neppugai,sidhan patti po,kandarva patti tk, pudukottai DT | 5095 | Vodafone | Tamil Nadu | GBT
IN-1139145 | Oliya Mangalam | 10.4204 | 78.5394 | Mrs.P.Maiyathal, W/o. Poochi, SF No: 312/2, Oliyamangalam Post, palakurichy via, ponnamaravathy tk, pudukottai dt - 621 308, 9486782466 | 7067 | Vodafone | Tamil Nadu | GBT
IN-1138792 | Pakkudi | 10.5748 | 78.661 | MR.RENGASAMY,S/O CHINNIAH,OTTAKADAI, PAKKUDI VILLAGE, IRUNTHURAI PATTI PO, ILLUPPUR TK ,PUDUKOTTAI DT.622316 PH.04339-202859 | 7006 | Vodafone | Tamil Nadu | GBT
IN-1128432 | Palakuruchi | 10.4099 | 78.5002 | PALAKURICHY, TRICHY DT | 2932 | Vodafone | Tamil Nadu | GBT
IN-1138829 | Palladampatti | 10.6137 | 78.8172 | MR.RAJENDRAN,CHINNATHIRAN PATTI ,PULIYUR [PO],KULATHUR TK,PUDUKOTTAI DT- 622504.9965496929 | 7009 | Vodafone | Tamil Nadu | GBT
IN-1235045 | PANAVAYAL | 10.0456 | 79.1818 | S.Jayarani, W/o.Mr.Somasundaram, SF No: 75/4B, vellur post, manamelkudi tk, pudukottai dt - 614620, 9750044919, 9443885139 | 7142 | Vodafone | Tamil Nadu | GBT
IN-1235625 | Pangayathankudi | 10.1287 | 79.1558 | C.Meenakshi Sundaram, SF No: 13/1, Vellattumangalam Village, Eaganivayal post, Aranthangi TK, Pudukottai Dt - 614 616, 04371-29906, 99659-77516 | 7143 | Vodafone | Tamil Nadu | GBT
IN-1246723 | PARAMBUR | 10.4333 | 78.6407 | Mrs.A.Nagalakshmi, W/o.B.R.N. Ayyalu, S.F.No.276/1, Parampoor South, Near BSNL Tower, Parampoor Post, Iluppur TK, Pudukottai District.622102 | 7732 | Vodafone | Tamil Nadu | GBT
IN-1233192 | Parayathur | 9.8883 | 79.055 | AMANULLA HAMEED, 49.POITHAN NALLUR, THIRUPUVANAVASAL, AAVUDAIYAR KOIL PUDUKOTTAI DT, MOB-99 | 7122 | Vodafone | Tamil Nadu | GBT
IN-1231900 | Pathampatti | 10.3329 | 78.9935 | MR.N.SUBRAMANIAN,S/O NADESAN,PALLATHU VIDUTHI PO,ALANGUDI TK,PUDUKOTTAI-622301.PH-9751040334,9367729459 | 7232 | Vodafone | Tamil Nadu | GBT
IN-1230892 | Peraiur | 10.3529 | 78.7588 | P.ANBALAGAN, SF NO: 6/3, NORTH STREET, PERAIYUR POST, SIVAPURAM VIA, THIRUMAYAM TK, PUDUKOTTAI DT, | 4609 | Vodafone | Tamil Nadu | GBT
IN-1232098 | Kandanivayal | 10.0717 | 79.2273 | KDNYL1 ,INFRATEL ,N,LAKSHMANAN, S/O.NALLIAH, NO. | KDNYL1 | Airtel | Tamil Nadu | GBT
IN-1060659 | Melpanaikkadu | 10.263 | 79.1157 | K.Muthiah,1/35,northstreet,Melpaikkadu,pettai,Aranthangi(t.k),puddukottaidistrict.ph-04373242447 | MPNKD1 | Airtel | Tamil Nadu | GBT
IN-1074580 | Kothamangalam | 10.3128 | 79.0428 | MR.M.MANI,S/O.MUTHAIYAN,2/186,KOTHAMANGALAM POST,ALANGUDI TALUK,PUDUKOTTAI DIST.-614624.PH:04322-253037/253779 | KTMLM1 | Airtel | Tamil Nadu | GBT
IN-1070985 | Mirattunilai | 10.2879 | 78.8593 | MISS.A.MAGESHWARI,D/O.ARUNGULAVAN,SF.NO.339/10,NO.238,MIRATTU NILLAI POST,ARIMALAM VIA.,THIRUMAYAM TALUK,PUDUKOTTAI DIST.-622201.PH:04333-271328 | MRTNI1 | Airtel | Tamil Nadu | GBT
IN-1107031 | Thuraiyur | 10.1998 | 78.9262 | MR.A.MANI,S/O:ADAIKAN,EAST ST,THURAIYUR,KEELANALLI(P),THIRUMAYAM(T),PUDUKKOTTAI(D),622202,MOB:9787911585 | TRYUR1 | Airtel | Tamil Nadu | GBT
IN-1231907 | Periyamadaipaichal | 9.9453 | 79.1661 | MR.K.ONDI MUTHU,S/O KALIMUTHU,PALAKUDI,MEEMISAL PO,MANAMELKUDI TK,PUDUKOTTAI-614621.PH-9750484633 | 7160 | Vodafone | Tamil Nadu | GBT
IN-1030818 | Perungalur | 10.4891 | 78.9315 | C.MUTHUSAMY, S.F.No.421/2, Near Venkateswara Metric School, Pedari Amman Koil Street, Perungalur Post Pudukottai - 622 203. | 1290 | Vodafone | Tamil Nadu | GBT
IN-1250427 | Perungudi | 10.3002 | 78.8281 | Mr.Prabu, Perungudi, Thirumayan(Tk) 97860-13307 | 5757 | Vodafone | Tamil Nadu | GBT
IN-1083308 | Themmavur | 10.5983 | 78.9256 | TKT KARUPPAIYA, S/O THAMARAI SELVAM, THEMMAVUR POST, | THMVR1 | Airtel | Tamil Nadu | GBT
IN-1097492 | Sundampatti | 10.3232 | 79.235 | Middle Street,Sundampatti | SUNDT1 | Airtel | Tamil Nadu | GBT
IN-1125301 | Karaiyur | 10.3682 | 78.6035 | INDIAN ELECTRICALS, KARAIYUR, PUDUKKOTTAI | KRAYR1 | Airtel | Tamil Nadu | GBT
IN-1109772 | Memangalam | 10.1491 | 79.0804 | A.abdul jabbar,s/o aliyar,vill & post memangalam,t.k arantangi,d.t pudukottai. | MMNGM1 | Airtel | Tamil Nadu | GBT
IN-1098211 | Kurumbur | 10.2556 | 78.953 | vill&postkurumbur,t.k | KURBR1 | Airtel | Tamil Nadu | GBT
IN-1031356 | Ponnamaravathy Town | 10.2961 | 78.5569 | SF No: 331/2, Ponnikilakku village, ponnamaravathy sub regn district, Thirumayam TK, Karaikudi Regn dist. | 719 | Vodafone | Tamil Nadu | GBT
IN-1098223 | Natanipurasakudi | 9.9286 | 79.1086 | vill & post nattanipurasakudi,t.k avudaiyar kovil | NATAN1 | Airtel | Tamil Nadu | GBT
IN-1031878 | Poonganagar | 10.3683 | 78.8128 | A.Shajahan, M.A.M.Complex, Kalif Nagar 4Th Street, Tvs Corner, Puthukottai - 622 001. | 1286 | Vodafone | Tamil Nadu | RT Tower
IN-1128006 | Poovarasakudi | 10.3338 | 78.8698 | MR.KARUPPAIAH, S/o.Posan, SF No: 299/3, New SF no: 31, NORTH STREET, POOVARASAKUDI village, ALANGUDI TK, PUDUKKOTTAI DT - 622303, 90478-59371 | 4190 | Vodafone | Tamil Nadu | GBT
IN-1110092 | Puchikudi | 10.3358 | 79.0937 | ANBU S/O BALUSAMY PUCHIKUDI MANKADU(PO) ALANGUDI (TK) PUDUKOTTAI(DT).CONTACT NO 9786109787 OR 98848 24336 | 1097 | Vodafone | Tamil Nadu | GBT
IN-1111714 | Kulamangalam | 10.2647 | 79.0548 | ARANTHANGI MAIN ROAD,KULAMANGALAMSOUTH,ARANTHANGI(T.K),PUDUKOTTAI(D.T) | KLGLM1 | Airtel | Tamil Nadu | GBT
IN-1031171 | Rangium | 10.2536 | 78.6557 | K.R.Chidambaram, SF No: 792/2, Plot no:10,11, siddhi vinayakar campus, mithilaipatti, thirumayam TK, pudukottai - 622 409, 04333-276222, 276400 | 2466 | Vodafone | Tamil Nadu | GBT
IN-1124541 | Rayavaram | 10.2478 | 78.8131 | Mrs.S.Nagamani, W/o.Mr.Somasundaram, Old SF no: 272, New SF 222/10, 15, No:4/6, Puthumanai 1st street, Rayavaram post, Thirumayam tk, Pudukottai DT , 97862-62499, 97862-02499 | 4338 | Vodafone | Tamil Nadu | GBT
IN-1120487 | Reghunathapuram | 10.3323 | 79.7396 | A.CHARLES S/O.ARULANANTHAM, SFNO-99/4B1, 99/4B2 SCHOOL OPPOSITE RAGUNATHAPURAM ALANGUDI(TK), PUDUKKOTTAI(DT) 9751325029, 9443846416 | 4416 | Vodafone | Tamil Nadu | GBT
IN-1129660 | Sathiyamangalam | 10.8949 | 78.8075 | MR.K.ARUNACHALAM, S/O KULANTHAI KANDAIYAR, SATHIYAMANGALAM, KAVERI NAGAR VIA, KULATHUR TK, PUDUKOTTAI. PH-9715388612, 9443969627 | 4237 | Vodafone | Tamil Nadu | GBT
IN-1231919 | Senayakudi | 10.5228 | 78.8524 | B.KUBERAN,S/O BALU,SENAIYAKUDI,THIRUPUR PO,KULATHUR TK,PUDHUKOTTAI-622502.PH-9443646832 | 7210 | Vodafone | Tamil Nadu | GBT
IN-1116681 | Sevvaipettai | 10.4848 | 79.1352 | GOVINDAN S/O GINNA76/65SOUTH STREET SEVVAIPATTY PILLAVIDUTHI(PO) ALANGUDI(TK) PUDDUKKOTTAI(DT) -9788775987 | 4413 | Vodafone | Tamil Nadu | GBT
IN-1232765 | Puthakudi | 10.4187 | 78.6206 | AYIPPATTI ANNAVASAL PO, ELUPUR TK | PTHKD1 | Airtel | Tamil Nadu | GBT
IN-1134847 | Sivan Koil Street | 10.5765 | 79.016 | Mr.T.M.Sundarraj, Old SF nO201/1 part, New SF No: 391/15, and 398/9, No:26-21, kela Theru, Sivan koil street, Gandharvakottai, Pudukottai Dt - 613 301, 98431-33999, 94439-50601 | 1912 | Vodafone | Tamil Nadu | GBT
IN-1134833 | Sokkappan Pettai | 10.524 | 79.0782 | Mr.R.Muthaiyan, S/o.Mr.M.Ramasamy, SF No: 131/12B, No:296/2, Sokkanpettai north, Vellar Vidhuthi post, Gandarvakottai TK, Pudukottai - 613 301, 94430-65846 | 1429 | Vodafone | Tamil Nadu | GBT
IN-1232105 | Kulamangalam | 10.3315 | 78.6907 | KLLGM1,INFRATEL,K.SELVARAJ, S/O KARUPPAIYA, 4/19A, | KLLGM1 | Airtel | Tamil Nadu | GBT
IN-1083120 | Sooriyur | 10.66 | 78.7875 | Mr.P.Kaliyaperumal&Mr.Ponnusamy,SFNo:225,Periasuriyurpost,southstreet,HAPPVia,Trichy-620025,99420-83118 | 5561 | Vodafone | Tamil Nadu | GBT
IN-1031035 | Sppatnam | 9.8415 | 79.0928 | Mr.A.GOVINDARAJASARIS/OAYYAVUASARI,3/88,SOLAHANPETTAI,S.P.PATTIM,THIRUVADAITALUK,RAMATHAPURAM,PHONE:04561256056/9865813115 | 1896 | Vodafone | Tamil Nadu | GBT
IN-1031140 | Subraminapolth | 10.2585 | 78.8156 | MAM Subramanian educational society, repr by its president, Mr.MAM palaniappa chettiar, SF No: 85/2, Rayavaram, Sengarai circle, Thirumayam TK, Pudukottai Dt , 04333-272226 | 1898 | Vodafone | Tamil Nadu | GBT
IN-1031012 | Sudarsancollge | 10.4771 | 78.7793 | A.SRINIVASAN, A.Srinivasan, 5657, Shandana puram, Ist street, pudukottai, 98430-70001 | 1941 | Vodafone | Tamil Nadu | GBT
IN-1233260 | Sundram | 10.3104 | 78.6191 | M.Palanisamy, S/o.Malaiyandi, SF No: 10/17, Sundarasolapuram village and post, Ponnamaravathy TK, Pudhukottai DT-622402, 94430-16402 | 7512 | Vodafone | Tamil Nadu | GBT
IN-1123565 | Suprayapatty | 10.3789 | 78.5226 | R.Thangavel, S/o.Rangan, Supraipatti village, Kalingapatti post, Palakurichi via, Manaparai TK, Trichy - 621 308, 97861-54173 | 5870 | Vodafone | Tamil Nadu | GBT
IN-1083151 | Tharamanaipatti | 10.2643 | 78.7299 | K.Vengatesan, 6/108-B, Perundurai, Thirumayam post, Pudukottai-622507, Ph: 994392182 | 5578 | Vodafone | Tamil Nadu | GBT
IN-1126505 | Thekattur | 10.3002 | 78.7882 | MR.A.RAVICHANDRAN S/o.MR.ARUCHALAM,S.NO.52/14 THEKKATTUR POST, THIRUMAYAM TALUK, PUDUKOTTAI DISTRICT PH : 9443646990 | TKKUR1 | Airtel | Tamil Nadu | GBT
IN-1069354 | Thirmalairayapuram | 10.5123 | 78.8195 | Mr.Sengole,Mr.Balu,Thirumalirayapuram,UdayampattiPost,,KulathurTK.PdukottaiDT,9442909709 | 3246 | Vodafone | Tamil Nadu | GBT
IN-1129783 | Thirunalur | 10.2553 | 79.0241 | R.KARUPAIAH, S/O-RENGASAMY, THIRUNALU SOUTH (PO), ARANTHANGI (TK) | 4120 | Vodafone | Tamil Nadu | GBT
IN-1030974 | Thondaimanalur | 10.6245 | 78.7469 | K.Pavun raju, S/o.Karuppaiya pandavar, Main road, thondaimanallur, madhur via, mulathur TK, pudukottai Dt, 99420-92888 | 2783 | Vodafone | Tamil Nadu | GBT
IN-1070750 | Tiruvaluvrslai | 10.3595 | 78.9786 | G. DHANA SEKARAN, 7, THIRUVALLUVAR SALAI, ALANKUDI POST, PUTHUKOTTAI - 622301.. PH- 94431-26910 | 2954 | Vodafone | Tamil Nadu | RT Tower
IN-1127252 | Tiruvarankulam | 10.3576 | 78.8747 | R.Mohan, Main Street, Thiruvaragulam, | 2467 | Vodafone | Tamil Nadu | GBT
IN-1138899 | P.R.Pattinam | 11.1168 | 79.2201 | MR.J.SYED ABTHAGEER,S/o.JAMAL MOHIDEEN,S.FO.NO.27/9, KRISHJI PATTIM POST, MANMALGUDI TALUK PUDUKOTTAI DISTRICT PH : 9443997788 | PRPNM1 | Airtel | Tamil Nadu | GBT
IN-1135661 | Metpatti | 10.6346 | 78.8041 | MRS.M.CHINPONNU-1 W/o.LATE.P.MANIKKAM, S.NO.37/10B SIVAGAMIPURAM VILLAGE, KULATHUR SUB-DISTRICT, PUDUKKOTTAI DISTRICT AND REG-DISTRICT PH : 99762 19282 | MPATI1 | Airtel | Tamil Nadu | GBT
IN-1030819 | Vadakadu | 10.4891 | 78.9315 | K.Krishn,6-1921,ChettiStreet,Vadakadu,AlankudiTk,Pudukottai-622304,04322253816 | 1291 | Vodafone | Tamil Nadu | GBT
IN-1110122 | Vadakottai | 9.9158 | 79.0823 | P.SELVAM S/O PONNUSAMY THEVAR VADAKOTTAI VILLAGE, THEEYATHUR(PO) AVUDAYARKOVIL(TK) PUDUKOTTAI(DT) | 1182 | Vodafone | Tamil Nadu | GBT
IN-1069422 | Vaithur | 10.4798 | 78.8787 | L.ANDI,S/O LAKSHMANAN,MALIGAI,VAITHUR(PO), KELATHUR TK,PUDHUKOTTI,..04322-241478 | 3327 | Vodafone | Tamil Nadu | GBT
IN-1030829 | Valatharikotai | 10.3259 | 78.888 | C.THAMILARASI, S.F.No.21/9B, Near No.352, Venkatakulam Road, Muthurasa Kudiyurappu, Vallatherai Kottai, Alangudi Taluk, Pudukottai 622 303. | 928 | Vodafone | Tamil Nadu | GBT
IN-1128017 | Valavanpatti | 10.5613 | 78.9926 | M.TAVASI,S/OMARUTHAN,VALAVANPATTI VILLAGE AND POST,GANDHIVARAKOTTAI,PUTHUKOTTAI.PH9443644112 | 3340 | Vodafone | Tamil Nadu | GBT
IN-1095024 | Vammanfourraod | 10.3678 | 78.9142 | No:3/461 ,vamman four road | 5690 | Vodafone | Tamil Nadu | GBT
IN-1122226 | Vannarapatti | 10.5191 | 78.9832 | G.MUNIYANDI S/O GOVINDAN KALLAR STREET VANNARAPATTY VILLEGE ADHANAKOTTAI (PO)PUDUKKOTTAI(DT)9751790318 | 4412 | Vodafone | Tamil Nadu | GBT
IN-1074865 | Varapattu | 10.2569 | 78.483 | PIRANMALAI MAIN ROAD,VARAPATTU NO:283,VARAPATTU PORT,MELASIVAPURAI(VIA) PONMARAVATHI | 3483 | Vodafone | Tamil Nadu | GBT
IN-1031014 | Vennavalkudi | 10.3026 | 78.9322 | P.Karupaiya.S/o.Pitchya,4/1189,Venwalkudipost,ArimalamVia,AlangudiTk,Pudukottai-622504,9367192199,04322329529 | 1980 | Vodafone | Tamil Nadu | GBT
IN-1128010 | Venthanpatti | 10.2475 | 78.5151 | A.SITTU,W/O ARASU MANE,VENDHAN PATTY(VILLAGE&PO),THIRUMAM(TK),PUDUKOTTAI.PH:9965018778 | 4109 | Vodafone | Tamil Nadu | GBT
IN-1240372 | KIULIPIRAI | 10.3044 | 78.6511 | Mr YSTL. Chidamparam(Ex President), Yegappachettiyar street, Kulipirai, Thirumayam(Tk), Pudukottai(Dt) - 622422. Ph - 9443169820 | KLPRI1 | Airtel | Tamil Nadu | GBT
IN-1133484 | POOLANKURUCHI | 10.2701 | 78.5911 | Mrs.A.Thennammai achi, W/o.SP Annamalai, Old survey no: 132/4, new survey no:132/4A and 4B, kanjathumalai raod, pulankurichi post, Thirupathur tk, sivagangai dt-630 403, 9363136565, 04577250120 | PULAN1 | Airtel | Tamil Nadu | GBT
IN-1126508 | KUNNAIYAMPATTI | 10.3809 | 78.5713 | C.Vellaiyan, S/o.Chinnaiya, SF No: 514/4, konnayampatti vilalge and post, ponnamaravathy tk, pudukottai dt - 622002, 9047705373 | KNYBT1 | Airtel | Tamil Nadu | GBT
IN-1241847 | PONAMARAVATHI WEST | 10.2881 | 78.5325 | PS.CHINNIYA KONNAR, SF NO.533/5A, PLK MAHALROAD,ARRIANDIPATTY,VALAYAPATTY(PO), PONAMARAVATHI WEST,PUDHUKOTAI(DT) 622411,PH:9487278347 | PNVAI4 | Airtel | Tamil Nadu | GBT
IN-1246892 | Thanjore | 10.2238 | 78.9091 | Mr.M.Ilango, S/o.Mr.Meiyappan, SF No:61/7, 61/18 & 61/20, No:137, South street, Tanjure post, Thirumayam tk, Pudukottai Dt-622201, | THNJR1 | Airtel | Tamil Nadu | GBT
IN-1246897 | Nagudi | 10.1508 | 79.1056 | Mr.K.Srinivasan, s/o M.Kulanthiavelu, No.3/12, Kattumavadi Main Road, Naguid P.O., Aranthangi Tal., Pudukottai Dist.-614616. | NAGUD1 | Airtel | Tamil Nadu | GBT
IN-1246893 | SADAYAMPATTY | 10.3958 | 78.5498 | Mr.P.Thangarasu, S/o.Palani, S.F.No.157/6, Ayyappan Koil Street, Sadayampatti, Pudukottai Dsitrict. | SDYPT1 | Airtel | Tamil Nadu | GBT
IN-1258137 | RETHINAKOTTAI | 10.1883 | 79.0284 | Mrs.N.Sarme banu,W/o.Nasar mohammed, SF No:166-10, near Simma pallivasal, Rathinakottai, Aranthangi tk, Pudukottai-614616, 887094902, 97510-72006, 9750261347 | 9666 | Vodafone | Tamil Nadu | GBT
IN-1258161 | KALANIKALPATTI | 10.2943 | 78.4567 | Mr.N.Singaram, S/o.Narayanakonar, R.S.No.80/7, Manalur Village, Kattukudipatti, Thirupathur TK, Sivagangai District.Ph.96262-04958. | 9681 | Vodafone | Tamil Nadu | GBT
IN-1258138 | MANGALAM | 10.0444 | 79.0247 | Mr.P.Marimuthu, S/o.Periya Ayya, SF No:151/2, opp to muttukulam, Ezuntrumangalam, Avudaiyar koil, pudukottai-614618, 91592-28661 | 9665 | Vodafone | Tamil Nadu | GBT
IN-1086615 | Kurukalaiyapatti | 10.3995 | 78.7664 | KURUKULAYAPATTI PERUNJUNAI POST | KRKPT1 | Airtel | Tamil Nadu | GBT
IN-1062895 | Southkingstreet | 10.3831 | 78.8194 | MR.K.L.M.GOVINDAN,S/O.MUTHAIAHCHETTIYAR,TS.NO.2430,NO.2429P,SOUTHMAINSTREET,LGCOMPLEX,PUDUKOTTAIDIST-622001.PH:9443132528/04322-229966/251749 | PDKT12 | Airtel | Tamil Nadu | RT Tower
IN-1062824 | Kamarajapuram | 10.3867 | 78.8298 | MRS G.MEGMRSG.MEGESHWARI,NO-34/39,KAMARAJAPURAM8THSTREET,PUDUKKOTTAI-622001.PHONE9443115271,04322221004,ESHWARI,NO-34/39,KAMARAJA PURAM 8 TH STREET,PUDUKKOTTAI-622001. PHONE 9443115271,04322221004, | PDKT13 | Airtel | Tamil Nadu | RT Tower
IN-1061653 | Pudukottai4 | 10.3683 | 78.8131 | Malaba Tiles, 13, Tvs Corner, Pudukottai | PDKT4 | Airtel | Tamil Nadu | RT Tower
IN-1061654 | Pudukottai5 | 10.3869 | 78.8131 | Rms Complex, North Main St., Near Lala Mahal, Pudukottai. Ph:04322-229012 | PDKT5 | Airtel | Tamil Nadu | RT Tower
IN-1062482 | Tanjoremainroad | 10.3907 | 78.8239 | MR.K.THIRUPATHI, S/O.K.KASI VISWANATHAN, T.SNO.1131/1B, 1131/2 & 1132, NO.1131, TANJORE ROAD , MACHUVAADI , PUDUKOTTAI DIST - 622 001. PH:04322-270270 | PDKT6 | Airtel | Tamil Nadu | RT Tower
IN-1062483 | Railwaystationroad | 10.3744 | 78.8069 | Mrs.G.Lakshmikandham,W/o.Mr.C.Gusekaran,No.S-2,Periyargar,HousingUnit,Rajagopalapuram,PudukottaiDistrict-622003. | PDKT8 | Airtel | Tamil Nadu | RT Tower
IN-1062550 | Maharajapuram | 10.3864 | 78.7978 | M.GANESHKUMAR,S/O.M.K.MANI,T.S.NO:7179,MAHARAJAPURAM,THIRUKOKARAMPOST,PUDUKOTTAI-622002.PH:9842440986,9884040986 | PDKT9 | Airtel | Tamil Nadu | RT Tower
IN-1030506 | Pudukottaisipcot | 10.4218 | 78.7882 | 4/985,VADASERI PATTI ROAD, MILL, SIPCOT (PO) PUDUKKOTTAI 622002 | 813 | Vodafone | Tamil Nadu | GBT
IN-1112807 | Nathampannai | 10.3992 | 78.7956 | Muthu @ Jaganathan, S/o.Muthaiya, 99/2, Pallathur vayal, nathampannai village, pudukottai tk, pudukottai DT, 97878-72424 | 4672 | Vodafone | Tamil Nadu | RT Tower
IN-1098553 | Pkt Santhanadapuram | 10.3797 | 78.8174 | K.ANBALAGAN, S/O,MUTHAIYA KOUNDAR, TS NO.5696,97,98, SANTHANADAPURAM 2nd STREET, PATTUKOTAI-622001. PH:04322225993,9443320366. | 5451 | Vodafone | Tamil Nadu | RT Tower
IN-1110117 | Shanmuganagar | 10.3598 | 78.8085 | R.M.MANIMARAN S/O RAMASAMY 31,SHANMUGA NAGAR ATTAKUDI(PO) PUDUKOTTAI (DT).CONTACT NO 94433 26296 | 5093 | Vodafone | Tamil Nadu | RT Tower
IN-1083118 | Vellanur | 10.4551 | 78.7964 | EASTSTREET,VELLANUR,PUDUKOTTAIDT | 5558 | Vodafone | Tamil Nadu | GBT
IN-1250065 | VALANADU | 10.4476 | 78.4838 | Mr.M.Jamal, Mohammed, S/o.K.Mohammed ghani, SF No:220/7A chettiar street, valanadu village, valanadu post, manaparai tk, trichy dt-621308, 97155 17116 | VLNDU1 | Airtel | Tamil Nadu | GBT
IN-1263729 | Kulathupatti | 10.2141 | 78.7481 | Mrs.Pandi meenal, D/o.Alagan, Kulathupatti village, Thirumayam tk, Pudukottai Dt | 9653 | Vodafone | Tamil Nadu | GBT
IN-1275016 | PUDUKOTTAI | 10.3872 | 78.823 | M.Leeyagath Ali, M.Jafer Ali, M.L.Plaza, TS No:680/3, 681/1, North Raja street, Pudukottai, 94433-67950 | PDKT18 | Airtel | Tamil Nadu | RT Tower
IN-1282328 | Alangudi4 | 10.3589 | 78.9883 | Mrs. V. Theivanai, New SF no. 42/11, Old SF no. 42/1b, Kallalangudi village, alangudi Taluk, Pudukottai district:622301 | AGDI4 | Airtel | Tamil Nadu | GBT
IN-1059471 | Vadakkankulam | 8.2618 | 77.6081 | Mr. Mahendra Bhoopathi, No.1110-A, North Bazaar Street, Opp. To Icici Bank, Radhapuram Post, Vadakkankulam, Tirunelveli Dt - 627116, Ph-04637231123, 94431 38826 (Acquired By Sm) | VDKLM1 | Airtel | Tamil Nadu | RT Tower
IN-1060322 | Karuvalankulam | 8.5288 | 77.5627 | PETCHIAMMAL&SUBBAIAH, PILLAYAR STREET, 9/18A, KARUVALANKULAM, NANGUNERI, TIRUNELVELI. PH:9842980413 | KRLKM1 | Airtel | Tamil Nadu | GBT
IN-1240491 | PARAMESWARAPURAM | 8.2422 | 77.6991 | Mr.RKR.Kandasamy, S/o.Ramalinga reddiyar, SF No: 187/24,25, parameswara puram post, Radhapuram tk, Tirunelveli dt - 627 111, 97515-18990, 04637-254166 | 7365 | Vodafone | Tamil Nadu | GBT
IN-1126562 | Kallikulam | 8.3544 | 77.6629 | MR.K.M.SANTHAM @ SANTHA MARIYAN, S/o.MR.MICKAL,S.NO.40/1,40/2 AND 40/3 UNDER PATTA NO.175 SOUTH KALLIKULAM VILLAGE, RATHAPURAM TALUK, TIRUNELVELI DISTRICT 627 113 PH9715349010,9840998799 | KKLAM1 | Airtel | Tamil Nadu | GBT
IN-1251908 | Mavadi | 8.4658 | 77.5596 | Mr.Muthuvel, S/o.Arumugam, S.F.No.587A,19C, Udayadi Thattu, Sengalakuruchi Village, Nanguneri TK, Tirunelveli District.627107, | MAVDI1 | Airtel | Tamil Nadu | GBT
IN-1106941 | ZAMIN SENGALPADAI | 9.1074 | 78.1624 | RAMASAMY DEVAR, S/O.SUBBIAYA DEVAR, S.F.NO.131/4A5.ZZMIN SENGALPADAI(PO), VILATHIKULAM(TK), THUTHUKUDI(DT)-628901. PH.9994636968 | ZSPDI1 | Airtel | Tamil Nadu | GBT
IN-1079077 | VIRUSAMPATTI | 9.0636 | 78.2131 | K.MURUGAN, S/O.KAMATCHI REDDIYAR, S.F.NO.131/4A.VILATHIKULAM(TK) | VIRUS1 | Airtel | Tamil Nadu | GBT
IN-1030487 | Vilathikulam | 9.1298 | 78.1643 | Dr Inbaraja Muthu Maligai(Anbu Mansion) Madurai Road Vilathikulam | 1226 | Vodafone | Tamil Nadu | GBT
IN-1061954 | VILATHIKULAM | 9.1324 | 78.1671 | Dr Inbaraja Muthu Maligai(Anbu Mansion) Madurai Road Vilathikulam | VLKLM1 | Airtel | Tamil Nadu | RT Tower
IN-1031297 | VEPALODAI | 8.9709 | 78.1836 | 2/152 Veppalodai PostOttapidaram TalukTuticorin628 903 | 501 | Vodafone | Tamil Nadu | GBT
IN-1031207 | VEMBAR | 9.0843 | 78.3604 | S.Muthalagu, S/o. Sendur pandian, SF No: 205/2A, Chindamani ammal complex backside, KK road, Vembar, Vilathikulam tK, Tuticorin-628 906, 94431-62998 | 1814 | Vodafone | Tamil Nadu | GBT
IN-1079240 | VELIDUPATTI | 9.1546 | 78.1149 | MR.R.ELLAPPA REDDIYAR,S.NO.121/11,VILATHUPATTI,PILLAIYARNATHAM POST | VLDPT1 | Airtel | Tamil Nadu | GBT
IN-1106832 | VEERAPANDIAPURAM | 9.0166 | 78.1353 | K.RAMACHANDRA REDDIYAR, S/O.KAMATCHI REDDIYAR, NO.1/65.VEERAPANDIYA PURAM, SAKKAMALPURAM(PO), VILATHIKULAM(TK), THUTHUKUDI(DT)-628712. PH.9487278045 | VEERP1 | Airtel | Tamil Nadu | GBT
IN-1083097 | Veeram pattai | 9.1366 | 78.071 | Seetharaman,M.Kumararittayapuram, Kalugasalapuram post, Ettaiyapuram taluk, Tuticorin Dist - 628 902 . Cell : 9600562829 | 5532 | Vodafone | Tamil Nadu | GBT
IN-1106643 | VEDAPATTI | 9.2166 | 78.0947 | R.DHANUSH KODI, S/O.RAMASAMY KOR, MELA THERU, N.VEDAPATTI(PO), ETTYA PURAM(TK), TUTICORIN(DT)-628904. PH.9976028005 | VEDAI1 | Airtel | Tamil Nadu | GBT
IN-1097495 | VAIBAR | 9.0248 | 78.2467 | S/o. Aandi Naikar, By pass Road | VAPAR1 | Airtel | Tamil Nadu | GBT
IN-1059259 | V.PUTHUR | 9.2939 | 78.1364 | R.Thirupathi, 260/5, 260/2, Door No: 1/28, Kadakudi Road, Pudur, Velathikulam Tk, Tuticorin Dt - 628 905 / 04638-252029 / 252567 | VPUDR1 | Airtel | Tamil Nadu | GBT
IN-1031197 | UCHINATHAM | 9.1544 | 78.2938 | Mr.Shanmuga Pandi, S/o. Rangasamy devar, 3/75, Uchinatham middle street, perinalli Via, Kadaladi TK, Ramanathapuram Dt - 623 115, 94434-08036 | 2608 | Vodafone | Tamil Nadu | GBT
IN-1079182 | Thuraisamypuram | 9.2173 | 78.202 | Survey No;221/C, situated at No:2/22,K.Duraisamypuram & Post | DKRPM1 | Airtel | Tamil Nadu | GBT
IN-1030697 | THAPPATHI | 9.255 | 78.0505 | Mr.Ganesha pandian, du theru, Thappathi, Tuticorin , 04632-320624, 94860-25133 | 599 | Vodafone | Tamil Nadu | GBT
IN-1250426 | SUTHAMADAM | 9.3517 | 78.2142 | 1/153A SUTHA MADAM ARUPPUKOTTAI TK | 5483 | Vodafone | Tamil Nadu | GBT
IN-1082625 | SURANGUDI | 9.1079 | 78.32 | Mr.S.SUBRAMANIYAN & Mr.S.SADAIYANDI,S.F.No. 314/7 situated at | SORAN1 | Airtel | Tamil Nadu | GBT
IN-1082962 | Subbiahpuram | 9.1905 | 78.2267 | Ramachandran, s/o Gurusamy Reddiyar, No:3/20 Subbaiahpuram | SUBBI1 | Airtel | Tamil Nadu | GBT
IN-1106614 | SIVAGNANAPURAM | 9.0564 | 78.0913 | V.LAKSHMANA REDDIYAR, S/O.VELAYA REDDIYAR, S/F/NO.335/1A.SIVAGANGAPURAM(PO), VILATHI KULAM(TK), TUTICORIN(DT)-628901. PH.04638-282222 | SIVAG1 | Airtel | Tamil Nadu | GBT
IN-1111724 | SEVALAPATTI | 9.1323 | 78.3539 | Mr. Kajendran,s/o-Gurusamy,5/1, Sevelpatti,Kadalad | SEVPT1 | Airtel | Tamil Nadu | GBT
IN-1082942 | SENGOTTAI | 9.2774 | 78.0976 | MR.M.SARADHA,S.NO.33/3,SENKOTTAI POST | SNCTI1 | Airtel | Tamil Nadu | GBT
IN-1076961 | SAKKAMMALPURAM | 9.0382 | 78.1219 | Mr.S.Subba Reddiyar, Survey No:307/2A, situated at No:1/77, Jakammalpuram, Jakammalpuram post, Vilathikulam Taluk, Tuticorin District - 628906. PH:9943510617 | SAKKA1 | Airtel | Tamil Nadu | GBT
IN-1076965 | RAMACHANDRAPURAM | 9.1616 | 78.2404 | S.SEETHARAMAN, S/O.SUBBARETTIYAR, S.F.NO.162/2B.RAMACHANDTRPURAM(PO), VILATHIKULAM(TK), TUTICORIN-628907. PH.9443109965, 04638-316902. 9443109965 | RAMAM1 | Airtel | Tamil Nadu | GBT
IN-1106939 | PULIYANGULAM | 9.0316 | 78.202 | A.S.MUNIYA SAMY, S/O.S.A.SANGAIYA DEVAR, NO.1/93.PULIYAKULAM VILLEGE, KULATHUR(PO), VILATHIKULAM(TK), THUTHUKUDI-628903. PH.9445237212, 9486983428 | PYNGM1 | Airtel | Tamil Nadu | GBT
IN-1128022 | PILLAYARNATHAM | 9.1326 | 78.1264 | Mr,R.Ramasamy,PillayarNatham Ettiya Puram via,Villathikulam Tk,thutuKudi Dt.ph;9865353665 | 3298 | Vodafone | Tamil Nadu | GBT
IN-1083009 | PERILOVANPATTI | 9.1889 | 78.0875 | NO:2/71 PEERILOVANPATTI VILLAGE & | PRVPT1 | Airtel | Tamil Nadu | GBT
IN-1079065 | PANDAPPULI | 9.1417 | 78.0394 | OPEN LAND OF Mr.A RAMA SWAMI REDDIYAR,S/O SUBA REDDIYUR,PANDAPULI,PANDAPULI POST,SANKARANKOVILTK,TIRUNELVELI.9943369227 | PADAN1 | Airtel | Tamil Nadu | GBT
IN-1076951 | MUTHIAHPURAM | 9.1337 | 78.257 | P.SANDRASEKARAN, S/O.PERUMAL REDDIYAR, S.F.NO.92/7. MIDDLE STREET, MUTHOAHPURAM, RAMACHANTRA PURAM(PO) | MUTHM1 | Airtel | Tamil Nadu | GBT
IN-1082693 | MELMANDAI | 9.0782 | 78.2929 | NO:2/13 MIDDLE STREET, MELMANDAI POST, | MEMDI1 | Airtel | Tamil Nadu | GBT
IN-1106974 | MELLESWARAPURAM | 9.1958 | 78.2688 | O.SENMMAL, W/O.OVE RETTIYAR, S.F.NO.10/2.MALLIYASURAPURAM, KADAL KUDI(PO), VILATHIKULAM(TK), TUTICORIN(DT)-628904. PH.04638-291102. 9751049903 | MLSPM1 | Airtel | Tamil Nadu | GBT
IN-1059780 | Melakarndai | 9.2907 | 78.0694 | Mr.R.Krishnasamy,Sf.No.100/A/3,No.1/4,North Street,Melakarandi,Near Bsnl Tower,Ettayapuram Taluk,Tuticorin Dist.-2.Ph:04638-272313. | MLKND1 | Airtel | Tamil Nadu | GBT
IN-1079248 | MASARPATTI | 9.2884 | 78.0365 | S.VARADHARAJ, S/O.SRINIVASAN, 1/46.A.MASAR PATTI, MASAR | MASAR1 | Airtel | Tamil Nadu | GBT
IN-1082751 | MANIYAKARANPATTI | 9.3514 | 78.1544 | NO:1/13 MANIYAKARANPATTI POST | MNRPT1 | Airtel | Tamil Nadu | GBT
IN-1079266 | MANDHIKULAM | 9.0843 | 78.1894 | PETCHIYAMML, W/O.SEENIYAPPAN, MANDHIKULAM, | MNDKM1 | Airtel | Tamil Nadu | GBT
IN-1232169 | M.KUMARASAKKANAPURAM | 9.1109 | 78.2828 | THANUKKODI, S/O.PONYA DEVAR, S.F.NO.103/10 M.KUMARASAKKAN PURAM, ARIYABUR(PO), VILATHIKULAM(TK), TUTICORIN. PH04638-291197 | MKMRM1 | Airtel | Tamil Nadu | GBT
IN-1116775 | Kumaragiri | 9.1403 | 77.9557 | Mr.T Krishaswami,S/O Thatha Naykar,South Street,Kulathuvaipatti,Elampuvanam Post,Ettayapuram Tk,Tuticorin. 04632271927 | KMRGR1 | Airtel | Tamil Nadu | GBT
IN-1078534 | KUMARA ETTAIYAPURAM | 8.9905 | 78.0252 | Mr.P.Ramasamy, Survey No:110/3, situated at No:2/87, Kumareddiyapuram, Ottapidaram Taluk, Tuticorin District -628302, PH:0461-2910456 | KMETM1 | Airtel | Tamil Nadu | GBT
IN-1031294 | KULATHUR | 9.002 | 78.1869 | S.P. Pitchaimani, Arisikadai, No 22/807, Kamarajar Salai, Kulathur Main Road, Vilathikulam, Tuticorin. Ph 94433 12980 | 475 | Vodafone | Tamil Nadu | GBT
IN-1059884 | Keelaeeral | 9.1023 | 78.0103 | MR.S.VENKADESWARAN,SF.NO.123/4B & 123/B,KAMMAVAR STREET,KEELA EERAL.ETTAYAPURAM TALUK,TUTICORIN DIST-628103.PH.NO.94431-26752,98410-94659. | KLRL1 | Airtel | Tamil Nadu | GBT
IN-1079183 | KEELA ARUNACHALAPURAM | 9.3134 | 78.1899 | Survey No;35/94 situated at NO:3/32 Keela Aruchalam Post, | ARNPM1 | Airtel | Tamil Nadu | GBT
IN-1076862 | KANTHASAMIPURAM | 9.2681 | 78.2515 | KANTHASAMIPURAM POST, TUTICORING DIST | KANDH1 | Airtel | Tamil Nadu | GBT
IN-1106822 | KALUGACHALAPURAM | 9.1266 | 78.0926 | V.SRINIVASAN, S/O.VENGADA SAMY, KALUGASAL PURAM, ETTYA PURAM(TK), THUTHUKUDI(DT)-628902. PH.9443135763, 04638-233763 | KLGPM1 | Airtel | Tamil Nadu | GBT
IN-1059746 | Jegaveera Pandia Puram | 8.9848 | 78.0655 | Mr.R.Raghavan,Sf.No.77/3,North Street,Jagaveera Pandiyapuram,Malaseithalai Post,Ottapidaram Taluk,Tuticorin Dist.-2.Ph:94439-79625. | JEPAP1 | Airtel | Tamil Nadu | GBT
IN-1060880 | Ettayapuram | 9.1474 | 77.9906 | Open Land Of Mr.C.Mariappa (Tailor) , C.N.Complex Back Side , Ettayapuram,Ph-271512,271166 | ETPRM1 | Airtel | Tamil Nadu | GBT
IN-1030684 | EPPODUMVENDRAN | 9.0141 | 78.0503 | Mr.K.Shanmugaraj, 2/223/1, Tuticorin main road, Epothumvendran, Tuticorin, 0461-2265568, 2265568 | 597 | Vodafone | Tamil Nadu | GBT
IN-1059926 | Eppodumvendran | 9.0189 | 78.0483 | MR.P.SELVARAJ, OLD.S.NO.202/2, NEW S.NO.519/2, DOOR NOS. 2/148-150, SOUTH STREET, EPPODUMVENDRAN, TUTICORIN DIST - 628 712 PH: 94437 06443 | EPDVD1 | Airtel | Tamil Nadu | GBT
IN-1059917 | Cholarpuram | 9.0456 | 78.0339 | open land on NH-45B,Mr. Radha krishanan,Contect person address--Mountain mills,Tuticorin-2. Ph:2271215/2271216 | CHPRM1 | Airtel | Tamil Nadu | GBT
IN-1079160 | Boothalapuram | 9.2524 | 78.2292 | m.Alagusamy pillai, Survey no;405/5 situated at du Street, | BTLPM1 | Airtel | Tamil Nadu | GBT
IN-1083281 | AYANBOMMAIYAPURAM | 9.1717 | 78.1561 | MR. K.SHIVA GAMU REDIYAR, & SOKKA LINGAM, S/O KRISHNA REDIYARDOOR NO.-1/4A , NEW NO 1/10 FIRST BLOCK, VILL.-AYANBOMMIAHPURAM,POST-AYANBOMMIAHPURAM | ABMPM1 | Airtel | Tamil Nadu | GBT
IN-1127947 | ARIYANAYAGIPURAM | 9.1105 | 78.2517 | RSHAR S/O MOHAMED,ARIYAYAGIPURAM(VILL,POST)VILLATHIKULAM(TQ),TUTICORNI(DT)PH:9600568001,04638-316497 | 3323 | Vodafone | Tamil Nadu | GBT
IN-1030696 | Alagapuri, Ettayapuram | 9.3347 | 78.0847 | Mr.E.taraja dar, 7/198, Mela Theru, Alagapuri, Ettayapuram Tk, Tuticorin Dt, 04638-293571, 94429-90171 | 596 | Vodafone | Tamil Nadu | GBT
IN-1059851 | Azagapuri | 9.6342 | 77.7709 | MR.K.RATHAMANI,SF.NO.150A/1G,NO.113,AYYANKARISALKULAM,ALAGAPURI,MAHARAJPURAM,SRIVILLIPUTHUR TALUK,VIRUTHUNAGAR DIST.-626 149.PH:94447-37655 | AZGPR1 | Airtel | Tamil Nadu | GBT
IN-1079188 | ADANUR | 9.0106 | 78.0833 | Mr.S.Rajaanga icker, Survey No:264/4C situated at Mela theru, Aathanur post,Eppothum Vandran via, Tuticorin District - 628101, ph - 9486244424 | ADUNR1 | Airtel | Tamil Nadu | GBT
IN-1138900 | PALLAKULAM | 9.056 | 78.2521 | MR.U.BOOPATHI, S/o.UDAIYAR, S.NO.73/7B, PALLAKULAM VILLAGE, VILATHIKULAM TALUK, THOOTHUKUDI DISTRICT - 628 901 PH : 9486213665 | PALLM1 | Airtel | Tamil Nadu | GBT
IN-1134867 | MUTHURAMALINGAPURAM | 9.0159 | 78.1669 | S.Kandasamy reddiyar, S/o.Mr.Subba Reddiyar, SF No: 27/4, Mela Theru, Muthuramalingapuram Village, Kulathur post, Vilathikulam TK, Tuticorin DT - 628 903, 99437-44279 | 4287 | Vodafone | Tamil Nadu | GBT
IN-1112505 | Velappaneri | 9.0433 | 77.7012 | K.Tamilsangu,s/o karupaiya devar,Vellapaneri post and village,Kalugumalai via,Sankarankoil Tk,Thiruneleli Dt.Ph: 94423 63340 | VLPNR1 | Airtel | Tamil Nadu | GBT
IN-1086983 | Z Devarkulam | 9.1755 | 77.7794 | MRS.R.ADHILAKSHMI,W/O.RAMASAMY,NO.1/7,NORTH STREET,ZAMEEN DEVARKULAM POST,VARAMOTI VIA,THIRUNELVELI DIST-628 721-PH-97879 24372 | ZVKLM1 | Airtel | Tamil Nadu | GBT
IN-1069232 | VANARAMUTTI | 9.1461 | 77.7906 | MARIAPPAN,D.NO 112/2 EAST STREET, VARAMUTTI, KOVILPATTI TALUKA,THOTHUKUDI DIST. Ph : 9865810604 | 2968 | Vodafone | Tamil Nadu | GBT
IN-1059264 | Valli Mills | 9.2575 | 77.9042 | Mr. Rajam Patrekar, Land Behind Amman Hotel, Walli Mills, Madurai Highway,Nh-7 | WLMLI1 | Airtel | Tamil Nadu | GBT
IN-1067846 | Utthupatti | 9.1094 | 77.8576 | OPEN LAND OF Mr.K SURESH KUMAR,S/O KRISHN,S.F.NO.325/2, UTTHUPATTI,KOVILPATTI TK,TUTICORIN. 9486713330 | UTTPT1 | Airtel | Tamil Nadu | GBT
IN-1069240 | Uppattur | 9.2559 | 77.9715 | Murugesan, Uppattur post, Sattur Taluk, VDN District. Ph : 9865521346 | 2986 | Vodafone | Tamil Nadu | GBT
IN-1059942 | Thotilovanpatti | 9.2081 | 77.8834 | MR.A.ARUGIRI, NEW S.NO.22/2, S.NO.22/2A3, RAJU TRACTORS, NO.3/354, THOTTILOVANPATTY, VIRUDHUGAR DIST - 626 204. PH:98651 22194 | TVNPT1 | Airtel | Tamil Nadu | GBT
IN-1086948 | Thoppuretiyapatti | 9.208 | 77.7574 | C.A.GAPATHY SAMY, S/O.CHINYYAPPA IKKAR, THOPPU REDDIPATTY, ELAYARASA NENTHAL(PO), SANGA RAN KOVIL(TK), NELLAI-627713. 9976012128 | TPYPT1 | Airtel | Tamil Nadu | GBT
IN-1067696 | Thonugal | 9.1687 | 77.8105 | OPEN LAND OF Mr.T IRULANDI, S/O THIRUVALI THEVAR, S.F.NO.803/1-C, THONUGAL,KOVILPATTI TK,TUTICORIN.04632248206 | TNGAL1 | Airtel | Tamil Nadu | GBT
IN-1076950 | THOMALAIPATTI | 9.2477 | 78.0059 | Mr.S.Subbaiah, Survey No;103/7 situated at No:14A/2, Tholmalaipatti, | THLPT1 | Airtel | Tamil Nadu | GBT
IN-1079079 | THERKU VANDANAM | 9.024 | 77.9144 | RA.RAMAYA, S/O.REMAYA DEVER, 203.THERKU VANDAM, KOVIL PATTI(TK), TUTICORIN(DT). PH.9444502365 | TRVDM1 | Airtel | Tamil Nadu | GBT
IN-1079242 | THEETHAMPATTI | 9.0242 | 77.9524 | MR.V.VEUSAMY,S.NO.203/5&203/14,1ST STREET,THEETAM PATTI,AKKAM KULAM POST | TTHPT1 | Airtel | Tamil Nadu | GBT
IN-1067544 | SIVANTHIPATTI | 9.1139 | 77.9007 | OPEN LAND OF Mr.SERMA SWAMI DAR,S/O VADIVEL DAR,SIVADIPATTI,KOVILPATTI TK,TUTICORIN. 9894148523 | SVDPT1 | Airtel | Tamil Nadu | GBT
IN-1059750 | Sinthalakkari | 9.1885 | 78.0176 | Mr.P.Alwarsamy,Sf.No.143/1,No.75/1,Sinthalakkarai,Ettayapuram Taluk,Tuticorin Dist-628902.Ph.No.0463-2271869. | SKKR1 | Airtel | Tamil Nadu | GBT
IN-1067422 | Sinnamalaikkundru | 9.1896 | 77.9687 | G.THARAJ, S/O..GOPALA KRISHN, ,32/1, SINMALAIKKUNDRU,SINMALAIKKUNDRU POST,ETTAYAPURAM TK,TUTICORIN.04632245208 | SNMKD1 | Airtel | Tamil Nadu | GBT
IN-1069318 | SILANGULUM | 8.9639 | 77.9479 | Mr.N.Narayanasamy, SF No: 392/12B, Silangulam post, pasuvanthanai via, Ottapidaram TK, Tuticorin - 628 718 / 0461-2262473 | 3181 | Vodafone | Tamil Nadu | GBT
IN-1067405 | Semmaputhur | 9.0918 | 77.9578 | OPEN LAND OF Mr.CHIN PARAMA SIVAM PILLAI,S/O SUNDARAM PILLAI, S.F. NO.276/1, 266/2-A, 266/2-C,SEMMAPUTHUR,ETTAYAPURAMTK,TUTICORIN.9788968032 | SMPTR1 | Airtel | Tamil Nadu | GBT
IN-1069241 | SDPURAM | 9.2024 | 78.0252 | K.Narayanaswamy, SD puram, Sintalakarai Post, Ettayapuram Taluk, Ph : '04632271675 | 2987 | Vodafone | Tamil Nadu | GBT
IN-1060362 | PULIYANGULAM | 9.2213 | 77.8151 | A.S.MUNIYA SAMY, S/O.S.A.SANGAIYA DEVAR, NO.1/93.PULIYAKULAM VILLEGE, KULATHUR(PO), VILATHIKULAM(TK), THUTHUKUDI-628903. PH.9445237212, 9486983428 | PYKLM1 | Airtel | Tamil Nadu | GBT
IN-1107054 | PUGAVARNATHAM | 9.0433 | 78.0023 | BALAKRISHN, S/O.P.RAMAKRISHN, S.F.NO.142/2.PADANTHAPULI, | PNVTM1 | Airtel | Tamil Nadu | GBT
IN-1031188 | PASUVANTHANAI | 9.0013 | 77.9616 | G.Subbaiah, Kadampur Road, Opp To High School, gampatti, Tuticorin Dt, 0461-2262541, 0461-2262301 | 2632 | Vodafone | Tamil Nadu | GBT
IN-1031087 | PASUVANDHNIRD | 9.1645 | 77.8765 | Mr.Ganesh babu & Jaya prakash, Pasuvandhai road, Kovilpatti TK, Tuticorin Dt, 04632-222414 | 2160 | Vodafone | Tamil Nadu | GBT
IN-1059694 | Pandavarmangalam | 9.1534 | 77.8841 | Mrs.S.Vetrikodi,S.F.No.215/2B2,No.19C/2,New No.74/2,Keelatheru,Kella Pandavarmangalam,Kovilpatty Taluk,Tuticorin Dist.-628 502. | PVMGM1 | Airtel | Tamil Nadu | GBT
IN-1117443 | Nallamuthunpatti | 9.2453 | 77.9436 | Open Land Of Mr.Tamil Selvan,No-1/118,lamuthanpatti,Mulachevalp.O.,Satur T.K.,Virudhugar,Ph No-9486029344 | NMTPT1 | Airtel | Tamil Nadu | GBT
IN-1059458 | Nalattinpudur | 9.1359 | 77.8257 | M. Ayyanraj, Survey No. 210/3, Opp. To Reliance Exchange, Nellai Main Road, Nallatinpudur, Kovilpatti T.K, Tuticorin Dt-628716, Ph: 04632-248024 | NLPDR1 | Airtel | Tamil Nadu | GBT
IN-1112498 | Nalanthula | 9.0818 | 77.7337 | Mr. GANDHIRAJAN S/O RAMAKRISHN, VILL.-LANTHULA | NLTUL1 | Airtel | Tamil Nadu | GBT
IN-1031109 | N.SUBBAIYAPURAM | 9.2569 | 77.9014 | K.ALAGIRISWAMY, S.F.No.106/5, N.Subbaiah Puram, Sattur Taluk, Virudhu gar - 626 205. | 1663 | Vodafone | Tamil Nadu | GBT
IN-1059781 | Muthalapuram Vellaku | 9.2341 | 78.0367 | Mr.M.Kandhasamy,Sf.No.300/2 & 301/2,Muthalapuram Vilakku,Ettayapuram Main Road,Tuticorin Dist-628902.Ph.No: 0463-2225962 | MTVKU1 | Airtel | Tamil Nadu | GBT
IN-1116770 | MUDUKALANKULAM | 9.0932 | 77.8844 | Mr.P.Ponmadasamy,S/O.Palanisamy,Sf.No.545/1B,Mudukkalankulam Post,Duraiyur Via.,Kovilpatty Taluk,Tuticorin Dist.-628720.Ph:94865-52363 | MDKKM1 | Airtel | Tamil Nadu | GBT
IN-1070927 | Meenakshipuram | 9.2256 | 77.9756 | Mr.MICHEL RAJ,S/O KARUPPU SWAMI,MEEKSHIPURAM,ETTAYAPURAM TK,TUTICORIN.9943232316 | MNKPM1 | Airtel | Tamil Nadu | GBT
IN-1074536 | Kurumalai | 9.0646 | 77.8577 | OPEN LAND OF Mr.S KRISH SWAMI THEVAR,S/O SUPPAYYA THEVAR, S.F. NO.279/1, KURUMALAI,KOVILPATTI TK,TUTICORIN.9486338944 | KRMLI1 | Airtel | Tamil Nadu | GBT
IN-1106714 | KUMARAPURAM | 9.2275 | 77.919 | MRS.Gomathi, Survey No:362/7, situated at lli village, Sathoor Taluk, Viruthugar District, Ph:9486963017 | KMPRM1 | Airtel | Tamil Nadu | GBT
IN-1031385 | KOVILPATTIBB | 9.1878 | 77.8564 | Plot No. 421, 422, 425 & 426, SF No. 120/2, 120/3, 120/4 & 120/5, Ram Anuman gar, Off NH 7,Kovilpatti Sub Regn. Dist. | 1209 | Vodafone | Tamil Nadu | GBT
IN-1031483 | KOVILPATTI GSM | 9.1732 | 77.8679 | KOVILPATTI GSM | 1244 | Vodafone | Tamil Nadu | RT Tower
IN-1061527 | Kovilpatti - New Road | 9.1783 | 77.8742 | Jayan Engg Building, # 126, New Road, Kovil Patti | KVPT3 | Airtel | Tamil Nadu | RT Tower
IN-1060009 | KOVILPATTI | 9.1737 | 77.8819 | MR.S.HARIHARAN,S/O.M.SUBBIYA,BACKSIDEOFNEWNO:143,SUBRAMANIYAPURAM3RD STREET,KOVILPATTI,TUTICORIN-628501.PH:9443130817,9442525594 | KVPT6 | Airtel | Tamil Nadu | GBT
IN-1060577 | KOVILPATTI | 9.1653 | 77.8705 | MR.R.JAKI RAMAN & MR.R.RAGHURAMAN, S.NO.590/3, LAND NEAR CHRUCH, 1ST STREET, SHASTRI GAR, KOVILPATTI, TUTICORIN DIST - 628 003. PH:92452 48459/0461-2326350 (Remarks: Mr. jaki Raman mother is Mrs.Laksh | KVPT11 | Airtel | Tamil Nadu | GBT
IN-1062573 | KOVILPATTI | 9.1687 | 77.8733 | MR.K.KANNAN,S.NO.297/3&295,NEWS.NO.647/5&6,NO.5-D-37,38&39,PASUVANTHANAIMAIN ROAD,KOVILPATTI,TUTICORIN DIST-628501,PH:9443452128,04632220859 | KVPT5 | Airtel | Tamil Nadu | RT Tower
IN-1060143 | Veeravanchi Nagar | 9.1643 | 77.8612 | MR.A.VENKATASAMY,SF.NO.577/1A,VEERAVANCHI GAR 6TH STREET,NEAR CHURCH,KOVILPATTI,TUTICORIN DIST.-628 001.PH:9443528797 | KVPT9 | Airtel | Tamil Nadu | GBT
IN-1061525 | KOVILPATTI | 9.1753 | 77.8678 | Ramaiah Complex, Krish Kovil Street Street, Kovilpatti. | KVPT1 | Airtel | Tamil Nadu | RT Tower
IN-1256378 | Mandi Thoppu | 9.1681 | 77.8665 | Mr K Ramaraj, s/o Karuppasamy Thevar, Sf.No.565/4A, Opp to Jeyashree Mahal, Mandhi Thoppu Road, Kovilpatti P.O. & Tal., Tuthookudi Dist.- 628501. Ph:- 9944041499. | KVPT18 | Airtel | Tamil Nadu | GBT
IN-1062481 | VOC nagar | 9.1737 | 77.8623 | MR.A.GOPALSWAMY S.F.NO.501/19, NO40/2-C, VOC NAGAR, 1ST STREET, KOILPATTY, VIRUDHUNAGAR DIST - 628 502 | KVPT4 | Airtel | Tamil Nadu | RT Tower
IN-1062503 | Odai Street | 9.1818 | 77.882 | G.RANGASAMY, S/O, MR. GURUSAMY, NO. 353D/5, EASWARI TEA STALL, OPP. TO PILLAIYAR KOIL, KADALAIYUR ROAD, ELUPAIURANI KOVILPATTI, TUTICORIN DIST - 628501 | KVPT7 | Airtel | Tamil Nadu | RT Tower
IN-1074522 | Koppam Patti | 9.0729 | 77.9103 | OPEN LAND OF Mr.VANGADA SWAMI,S/O GOPALA SWAMI, S.F. NO. 2/1-A, KOPPAM PATTI,KOVILPATTI TK,TUTICORIN.04632 244348 | KPPMT1 | Airtel | Tamil Nadu | GBT
IN-1110070 | Kilmudiman | 8.5747 | 77.5952 | C.VIJAYALAKSHMI,W/O CHIN SWAMY,Survey No 233/5B suituated at 5B/1,Kilamudiayn village,Ottapidaram Po & Tk,Tutucorin Dt.628401 Ph 0461 2366419 | KLMDM1 | Airtel | Tamil Nadu | GBT
IN-1116771 | Katarankulam | 9.0935 | 77.7618 | P. MARIAPPAN, S/O. PERUMAL, KATARANKULAM, KOILPATTAI, TUTICORIN.PH: 9442688880. | KTTKM1 | Airtel | Tamil Nadu | GBT
IN-1086083 | Kamanaickenpatti | 9.0769 | 77.9333 | Mr. Neeckilamuthu, Sf No: 69/3, Situated At Kamayakkanpatti, Kovilpatty Tk, Tuticorin Dist: 628 720. Ph: | KMNKT1 | Airtel | Tamil Nadu | GBT
IN-1106853 | KALANGARAIPATTI | 9.1378 | 77.7404 | A. KRISHANSAMY, S/O.ALAGPPADEVAR, KALANGARAI PATTAI, KOILPATTI (TK), TUTICORIN.PH:9942568949. | KLGPT1 | Airtel | Tamil Nadu | GBT
IN-1116774 | Kalampatti | 9.1127 | 77.7811 | P.KARUPUSAMY, S/O.THANGAVEL, KAALANPATTI, KOILPATTAI (TK), TUTICOIN.PH: 9486713300. | KALPT1 | Airtel | Tamil Nadu | GBT
IN-1116779 | Kadalaiyur | 9.2012 | 77.9415 | Mr.A Alagar Swami,S/O Alagar Swami,Kamaraj Nagar Main Road,Kadalaiyur,Kadalaiyur Post,Ettayapuram Tk,Tuticorin.04632291453 | KDLYR1 | Airtel | Tamil Nadu | GBT
IN-1112497 | K karisalkulam | 9.0729 | 77.6991 | P.MADATHI AMMA,W/O PONNUPANDIAN,K.KARISALKULAM ILLAGE AND POST,SANKARANKOIL TK,THIRUNELVELI DT,628552.Ph:94873 85070 | KKRKM1 | Airtel | Tamil Nadu | GBT
IN-1062285 | Inam Maniyachi | 9.1689 | 77.8522 | Mrs.R.Rajalaxmi, S.F.No.94/5A, Thamarai Kalyana Mahal, Bypass Road, Inammuniyachi, Kovilpatti Taluk, Tuticorin Dist.- 628 502. Ph: 94434-96428 | INAMM1 | Airtel | Tamil Nadu | RT Tower
IN-1030920 | ILAIYARASANENDAL | 9.2148 | 77.7862 | KAGAPATHYSAMY S/O AYYAPPA ICKER,THERKKU THERU,ELAYA ARASA NENDHAL,SANKARAN KOVIL(T.K),DIST-TIRUNEL VELI OR NELLAI,PH-9976012128 | 2090 | Vodafone | Tamil Nadu | GBT
IN-1073948 | ERACHI | 9.1047 | 77.9377 | OPEN LAND OF Mr.CHAKKARAI,S/O VEERABADRAN,IRACHI,ETTAYAPURAMTK,TUTICORIN.9943524214 | IRCHI1 | Airtel | Tamil Nadu | GBT
IN-1031098 | ELUPAIYURANI | 9.1856 | 77.8905 | B.Velumayil, 185/2, Thomas nagar, Mettu theru, Illupaiyurani, Kovipatti TK, Tuticorin Dt - 99435-74391, 92452-97515 | 2089 | Vodafone | Tamil Nadu | GBT
IN-1059561 | ELUPAIYURANI | 9.1856 | 77.8917 | Lal Bahadur Kenedy, No. 959/2, Near To Anthony Church, Thomas gar Illuppyurani Post, Kovilpatti Tk, Tuticorin Dt- 628502, Ph: 98949 33348 / 04632-231800 (Acq By B.Siva) | IPYRN1 | Airtel | Tamil Nadu | GBT
IN-1062561 | Elaiyarasanethal Road | 9.1827 | 77.8594 | MRS.INDIRANI,NO.2817/6E,ELAYARASANENDEL ROAD,KOVILPATTITALUK,TUTICORIN DIST-628502,PH:9442372078/04632-231198 | KVPT8 | Airtel | Tamil Nadu | RT Tower
IN-1060229 | C.Kalukasalapuram | 9.1637 | 77.9201 | MR.N.RASAIYAH REDDIYAR,SF.NO.80/2,ETTAYAPURAM ROAD,C.KALUKOSALAPURAM,LINGAPATTY,TUTICORIN DIST-628 725-PH-9345596530 | KLKPM1 | Airtel | Tamil Nadu | GBT
IN-1126184 | Ayyaneri | 9.193 | 77.8236 | Mr.Sermaraj,S/o-Chelliahdar,And match work,Ayyaneri village,Elaiarasanenthal post,Kovilpatti taluk,Tirunelveli district,PH:- 9486633220,9245488801,LM:- Option backside the And Matchwork factory & oppo | AYYNR1 | Airtel | Tamil Nadu | GBT
IN-1109900 | Athikinaru | 9.0677 | 77.9617 | MR.S.THANGAVEL,S/o.MR.SHANMUGAVEL,S.NO.29/10C&52/2C NO.91/3, KEELA STREET,AATHIKER,SEMAPPUTHUR POST,EATTAYAPURAM TALUK, TUTICORIN DISTRICT - 628 720 | ATNKR1 | Airtel | Tamil Nadu | GBT
IN-1086617 | A.Karisalpatti | 9.264 | 77.8633 | Mr.M.Kaliyappan, Survey No:41/2A, situated at karisalpatti village, Sathur Taluk, Virudhugar District , Ph:9486462809 | KRLPT1 | Airtel | Tamil Nadu | GBT
IN-1116783 | Vellakulam | 9.2389 | 77.6701 | K.Seetha Lakshmi,S.No.500/4,1/49,Vellankulam Post,Tiruvengadam,Sankaran Kovil,Thirunelveli-Ph-98656 85120 | VELKM1 | Airtel | Tamil Nadu | GBT
IN-1116778 | Veeriruppu | 9.1842 | 77.4756 | Mr.Ramakrisnan, Veerirrupu, Sankaran Koil Taluk, Tirunelveli-Ph-93602 37763 | VRRPU1 | Airtel | Tamil Nadu | GBT
IN-1068015 | Veerasigamani | 9.0914 | 77.4482 | MR.M.SUBRAMANIYAN, S/O.MR.MOOKKAYYA DAR,SF.NO.278/3,MAIN ROAD,VEERASIGAMANI,SANKARAN KOVIL TALUK,THIRUNVELI DIST.-627862.PH:94426-45169 | VMANI1 | Airtel | Tamil Nadu | GBT
IN-1030484 | VASUDEVANALLUR | 9.2411 | 77.4093 | A. Sheik Mathar, SF NO 88, 16 A, Pudumantharai II St, Vasudevallur,Tirunelveli 627758, Ph 94423 30937 | 2913 | Vodafone | Tamil Nadu | GBT
IN-1059262 | Vasudevanallur | 9.2421 | 77.4097 | Mohammed Mohideen Complex, Open Land (Near Reliance Tower), 81A, Pudhumandhai St, Opp To Fire Station, Vasudevanallur - 627758 / 04636-242032 | VSDLR1 | Airtel | Tamil Nadu | GBT
IN-1067861 | Vanniconendal | 8.9963 | 77.626 | MURUGAN,S.NO.566/6B1, KAMPURA AMMAN KOIL STREET, VALLIKONENTHAL (PO), SANKARANKOIL(TK), TIRUNELVELI(DT), PH:9443081163, 9444495637(ALAGARSAMY) | VANDL1 | Airtel | Tamil Nadu | GBT
IN-1116777 | Vadakkupudur | 9.1825 | 77.5045 | OPEN LAND OF Mr.PULAYA KOR,S/O PULAR KOR,4/98,NORTH STREET,VADAKKUPUDUR,SANKARANKOVILTK,TIRUNELVELI.9952872648 | VDPDR1 | Airtel | Tamil Nadu | GBT
IN-1060376 | Vadakkupannaivadali | 9.044 | 77.6064 | Mr.SELVARAJ, VADAKKUPANNALVADALI, SHANKARANKOIL STREET, TIRUNELVELI. PH:04636291343 | VDPDI1 | Airtel | Tamil Nadu | GBT
IN-1059764 | ULLAR | 9.297 | 77.4153 | Mr.J.Thangam,Sf.No.614/4D.No.3/67A,Vethakovil Street,Ullr,Thalavaipuram Taluk,Thirunelveli Dist-627764.Ph.No.98658-53575. | ULLR1 | Airtel | Tamil Nadu | GBT
IN-1059602 | Thiruvenkatam | 9.2605 | 77.6746 | V. Ravichandran, 45-C, Ngo Colony, Behind Aircel Tower, Opp Sugandhi Store, Main Road, Thiruvenkatam, Tirunelveli Dist - 627719, Ph: 04636 - 264196 / 92451 65350 (Acq By Ss Consultancy-Sathish) | TVKTM1 | Airtel | Tamil Nadu | GBT
IN-1030483 | THIRUVENKADAM_TNZ | 9.2594 | 77.6753 | P.Selvarani, Sf No 1356/7, Near Lakshmi Hospital Shop, Kovilpatti Main Road, Thiruvengadam 627 179. Ph: 04636 264210, 94421 60985 | 2921 | Vodafone | Tamil Nadu | GBT
IN-1062506 | Thiruvengadam Road | 9.1744 | 77.5383 | MR.P.S.THIRUMALAI YANDI MUDALIYAR, S/O.SANKARA MUDALIYAR, S.F.NO.306/3, THIRUMALAI KUMAR COMPLEX, NO.160, THIRUVENGADAM ROAD, SANKARAN KOIL, THIRUNELVELI DIST - 627 756. PH: 04636 - 224462 | SNKL3 | Airtel | Tamil Nadu | RT Tower
IN-1100175 | THENMALAI | 9.312 | 77.4982 | Mr.Palani Muthu, Thenmalai Post, Paravakudi Main Road, Sivagiri Tk, Tirunelveli Dt, 04636851076 / 99436-38012 | 2799 | Vodafone | Tamil Nadu | GBT
IN-1067684 | Talaivankottai | 9.166 | 77.457 | Pitchaikani dav,s/o subbaich dar,garam vill & po ,627755,sivagiri tk,tirunelveli dt, 9865309309 | TLVKT1 | Airtel | Tamil Nadu | GBT
IN-1031669 | SIVAGIRI_MDZ | 9.3425 | 77.4294 | K. Sivasamy, Sf No 627/2046, Easr Car Street, Tirunelveli Dt 627 757 | 2915 | Vodafone | Tamil Nadu | GBT
IN-1059215 | Sivagiri | 9.3426 | 77.4294 | K.Sivasamy, Sf No:627/2046, 20, East Car Street, Sivagiri, Tirunelveli - 627757 | SIGRI1 | Airtel | Tamil Nadu | GBT
IN-1061778 | Shankarankovil | 9.1717 | 77.5353 | Srinjeeviraja Bhavanam,272-Main Road,Sankarankovil | SNKL1 | Airtel | Tamil Nadu | RT Tower
IN-1061779 | Shankarankovil | 9.1786 | 77.5353 | Mr.Selladurai Building, Gomathi gar Colony, Sankaran Kovil | SNKL2 | Airtel | Tamil Nadu | RT Tower
IN-1106510 | Seval Kulam | 9.1931 | 77.6199 | MR.S.PALANIRAJ,S.NO.1351/1,SEVAL KULAM,SNKARANKOIL,THIRUNELVELI-04636 289411 | SEVKM1 | Airtel | Tamil Nadu | GBT
IN-1067306 | sayamalai | 9.0839 | 77.6716 | MR.V.S.RAMASAMY THALAIVAR,S/O.VA,SANMUGASAMY THALIVAR,SF NO.520/2B,NO.869,SAYAMALAI-1,(VALASI),SANKARANKOVIL TALUK,THIRUNELVELI DIST.-PH:94439-80433 /04632-252105 | SAYLI1 | Airtel | Tamil Nadu | GBT
IN-1059211 | Rayagiri | 9.3022 | 77.4478 | TAMILSELVI , 190, School Street, Rayagiri, Sivagiri Tk. Tirunelveli, Pin. 627764, 04636-250628 | RYGRI1 | Airtel | Tamil Nadu | GBT
IN-1059936 | Rathinapuri | 9.2093 | 77.3991 | MR.A.MURUGAN, S.NO.1305/1&1306/B, NP STREET, PLIYANKUDI, RATHIPURI, SIVAGIRI-TK, THIRUNELVELI DIST - 627 855. PH:94421 10278 | RTPUI1 | Airtel | Tamil Nadu | GBT
IN-1112492 | Ramasamypuram | 9.1386 | 77.4559 | Yagappan, S/o. Sabarimuthu, 2/27. Middle Street, Ramasamy puram (post), Sivakiri (Tk), Thirunelveli (Dt). PH. 9788248290 | RMWPM1 | Airtel | Tamil Nadu | GBT
IN-1031301 | PULIANGUDI | 9.1905 | 77.4031 | A. Sagadevan, S/o. Aadiya Thambi dar, No 1, Santhi du Theru, Chinthamani, Puliyangudi Tk, Tirunelveli. Ph 98421 20971 | 493 | Vodafone | Tamil Nadu | GBT
IN-1060962 | Puliangudi | 9.1854 | 77.4022 | Anthony Swamy Land ,Backside Ganapthi Murugan Electricals,Madurai Main Road,Chinthomoni,Puliyankudi Phone 233434 | PKGD2 | Airtel | Tamil Nadu | GBT
IN-1061680 | Puliangudi | 9.1768 | 77.3974 | southkarpagam st,puluyangudi,sankarankoil,tirnelveli | PKGD1 | Airtel | Tamil Nadu | RT Tower
IN-1062795 | Puliangudi | 9.1724 | 77.3938 | Dr Babusankar South Karpagam street,pulianyankudi Thirunelveli Ph.04636-235363 | PKGD4 | Airtel | Tamil Nadu | RT Tower
IN-1060210 | Perumbathur | 9.2262 | 77.5339 | MR.SAMUDRA PANDI,SF NO.186/5,NO.16F/3, PERUMBATHUR,SANKARAN KOVIL TALUK,TIRUNELVELI DIST-PH-04636 260489/94435 44454(REMARKS-MR.SUNDAR RAJ'S SISTERS HUSBAND IS MR.SAMUDRA PANDI) | PMBTR1 | Airtel | Tamil Nadu | GBT
IN-1067029 | PERUGOTTUR | 9.1975 | 77.5848 | OPEN LAND OF Mr.KOTTUR SWAMI,S/O KOTTURA THEVAR,1/50,PERUGOTTUR,SANKARANKOVILTK,TIRUNELVELI.9952128316 | PRNGT1 | Airtel | Tamil Nadu | GBT
IN-1116782 | Periyur | 9.2309 | 77.4947 | OPEN LAND OF Mr.THIRUVAMMAL,W/O GURU SWAMI DEVAR,4A, DU STREET,PERIYUR,SANKARANKOVILTK,TIRUNELVELI.04636291010 | PERYR1 | Airtel | Tamil Nadu | GBT
IN-1083450 | PERIYAKOVILANKULAM | 9.1192 | 77.5446 | MUTHUPANDI PERIYAKOVILANKULAM SANKARAN KOVIL(TK) THIRUNELVELI(DT) PH:9788680278 | 5634 | Vodafone | Tamil Nadu | GBT
IN-1066853 | Pattadaikattti | 9.0883 | 77.4927 | K THEMMAL,W/O KRISHN,1/114B,ENDRILINGAPURAM,PATTADAIKATTI, DUVA KURICHI POST, SANKARANKOVILTK,TIRUNELVELI. 9442971137 | PATTA1 | Airtel | Tamil Nadu | GBT
IN-1066977 | PANIYUR | 9.2608 | 77.4915 | MR.A.A.SELLAMRAJA,S/O.ANGAYARAJ,RE-SF.NO.31/1,NO.2-73A,MIDDLE STREET,SANKARAN KOVIL TALUK,THIRUNELVELI DIST.-627857.PH:9943334783 | PNIYR1 | Airtel | Tamil Nadu | GBT
IN-1066377 | Nalkattum Seval | 9.2354 | 77.4611 | Deimada sami,s/o perautapati,S.NO.731/16,nelkattum seval,25/1 thirk street main road,sivagiri tk,tirunelveli dt,ph 9976637146. | NLKTM1 | Airtel | Tamil Nadu | GBT
IN-1030892 | Naduvakurichi | 8.3743 | 77.9163 | Mr.Dhabal, Land back side of post office, duvakurichi, sathankulam, Tuticorin, 04639-253777, 94427-58776 | 1796 | Vodafone | Tamil Nadu | GBT
IN-1070912 | Melamarudappapuram | 9.0287 | 77.5437 | MR.S.ALAGAPPA REDDIYAR,S/O.A.SUNDARA REDDIAR,SF.NO.208/18B,NO.5/110,KURUNCHAKULAM,MELAMARUTHAPURAM POST,UTHUMALAI VIA.,V.K.PUDUR TALUK,THIRUNELVELI DIST.-627860.PH:99768-22008 | MMRPM1 | Airtel | Tamil Nadu | GBT
IN-1070906 | Malayadikkurichi | 9.2049 | 77.4326 | RAMASAMY DEVAR, S/O, VELLAIAPPA DEVAR, MELATHERU (PO), SIVAGIRI(TK), TIRUNELVELI. PH:9865378822 | MLYKH1 | Airtel | Tamil Nadu | GBT
IN-1074732 | Malaiyankulam | 9.1451 | 77.599 | MR.V.VENKATASAMY,S.NO78/2,MALAYANKULAM VILLAGE,THIRUNELVELI-PH-9965289414 | MALLM1 | Airtel | Tamil Nadu | GBT
IN-1030970 | MADHATHUPATI | 9.1329 | 77.4254 | A.SULTAN, 52-B, OPP : PANCHAYATH UNION OFFICE, MAIN ROAD, PAAMBUKOIL SANTHAI, MADATHUPATTI, TIRUNELVELI - 627 826. PH : 04636-294489 | 2082 | Vodafone | Tamil Nadu | GBT
IN-1100176 | Kuruvikulam | 9.1797 | 77.673 | N.Rangarajan, S.No.491,7/99, Northkuruvikulam, Kuruvikulam(Po), Sankarankoil(Tk), Tirunelveli(Dt). Ph:994277425, 04632251038 | KURKM1 | Airtel | Tamil Nadu | GBT
IN-1116773 | Kurukkalpatti | 9.1071 | 77.585 | V.BALASUBRAMANIAN,V,VELUSAMY, V.SAMUDRAPANDIAN, V.VIJAYAKUMAR ,S.NO.352/4B NORTH STREET, KURUGALPATTI(PO), SANKARANKOIL(TK), TIRUNELVELI(DT). PH:9965602128, 9443894008 | KURPT1 | Airtel | Tamil Nadu | GBT
IN-1112488 | Kulakkattakurichi | 9.2072 | 77.7219 | Mr.Subbiah,S/o-Veluyatheaver,Kulakkattakurichi,San | KULAK1 | Airtel | Tamil Nadu | GBT
IN-1060254 | Krishnapuram | 9.1361 | 77.5515 | KRISHSAMY, MARUTHAPPAPURAM(PO), SANKARANKOIL(TK), TIRUNELVELI(DT). PH:914636292588 NEAR LAND TO MARIAPPAN PH:-9486701363 | KISNA1 | Airtel | Tamil Nadu | GBT
IN-1059941 | Kovilur | 9.3711 | 77.4524 | MR.DR.RAMASUBRAMANIYARAJA, S.NO.138/1, THENKASI TO RAJAPALAYAM MAIN ROAD, KOVILUR, RAJAPALAYAM, THIRUNELVELI DIST - 626 145. PH:04563 - 200957 | KOVLU1 | Airtel | Tamil Nadu | GBT
IN-1074176 | Kila-Pudur | 9.2553 | 77.4422 | Cchil sami dhever,s/o vellai pandi thever,kila pudur,tankuadur road,sivagiri tk,tirunelveli dt, | KAPDR1 | Airtel | Tamil Nadu | GBT
IN-1060319 | Keelaneelidanallur | 9.1214 | 77.6194 | MR.SEEKESAVARAJ.P,S/O.POOTHIRAJ,SF.NO.1549/7,OPP.TO IOB,KEELANEELIDALLUR,SANKARANKOIL TALUK,THIRUNELVELI DIST.-627955.PH:98428-93210/04636-248228 | KLNDR1 | Airtel | Tamil Nadu | GBT
IN-1074341 | KEELAKALANGAL | 9.0264 | 77.5156 | MR.P.MURUGAN @ MURUGAIYA DEVAR,S/O.PERIYASAMY,SF.NO.284/5 & 284/3,NO.3/55-1,MELA THERU,V.K.PUDUR TALUK,THIRUNELVELI DIST.-627859.PH:04633-247488 | KLKGL1 | Airtel | Tamil Nadu | GBT
IN-1116781 | Karisalkulam | 9.2287 | 77.6295 | Ramaraj, A.Karisalkulam(Po), Thiruvenkadam(Via), Sangarankoil, Tirunelveli(Dt). Ph:04636289525 | KRSKM1 | Airtel | Tamil Nadu | GBT
IN-1106927 | KARADIKULAM | 9.1096 | 77.6906 | M.RAMASAMY, S/O.MUNIYANDI PILLAI, S.F.NO.63/2.GARADIKULAM, KALUKA MALI(VIA), KOVIL PATTI(TK), THUTHUKUDI. PH.9789336979, 9245352788 | KRDKM1 | Airtel | Tamil Nadu | GBT
IN-1061465 | Kalugumalai | 9.1473 | 77.7015 | P.Sanmugha Pandian, Sf No: 98/52, Sanmuga Lodge, Melagate, Kalugumalai, Tuticorin Dt - 628552 / 98421-35235, 94421-35235 | KGMLI1 | Airtel | Tamil Nadu | RT Tower
IN-1030482 | KALUGUMALAI | 9.1461 | 77.701 | V. Kandasamy, S.F.No:93/2, Near Aircel Tower, Kalugumalai, Kovilpatti Tk, Tuticorin Dt-628522. | 291 | Vodafone | Tamil Nadu | GBT
IN-1116776 | Kallikulam | 9.1775 | 77.6437 | V.SIVAKUMAR, S/O. VEERASAMY IKAR, 74, KALLIKULAM, SEVALKULAM VILLAGE, SANKARANKOIL(TK). TNVL. PH:04636289637 | KLKUM1 | Airtel | Tamil Nadu | GBT
IN-1086568 | Kalingapatti | 9.2762 | 77.6336 | Mr.RAMAMOORTHY, BSNL TOWER LAND, KALINGAPATTI, SANKARANKOIL(TK), TIRUNELVELI(DT). PH:04636282455 | KALNG1 | Airtel | Tamil Nadu | GBT
IN-1074634 | K V Alangulam | 9.1214 | 77.4744 | MRS.G.CHELLATHAI,W/O.DHARMAR,SF.NO.SF.NO.127/5,5A,NO.2-73A.MIDDLE STREET,SANKARAN KOVIL TALUKTHIRUNELVELI DIST-627857.PH:99659-16060 | KVLGM1 | Airtel | Tamil Nadu | GBT
IN-1086544 | Inam kovilpatti | 9.3362 | 77.4929 | M.Lakshnamana Natar,Inam Kovilpatti(po),Sivagiri,Vasathevanallur(tk),Nellai(dt) Ph No-97889-39337 | IMKPT1 | Airtel | Tamil Nadu | GBT
IN-1073311 | GUDALUR | 9.2751 | 77.4569 | MR.KADARKARAI DURAI,MAIN ROAD,SIVAGIRI TALUK,GUDALUR POST,THIRUNELVELI-PH-98424 52606 | GDULR1 | Airtel | Tamil Nadu | GBT
IN-1116769 | Echchanda | 9.0629 | 77.4963 | OPEN LAND OF Mr.ADIMOOLA DEVAR,S/O SANGRAPPA DEVAR,s.no75/2,ANDAR KULAM,ECHCHANDA POST,SANKARANKOVIL-TK,TIRUNELVELI DIST-627 857.PH: 9486629959 | ECHCH1 | Airtel | Tamil Nadu | GBT
IN-1107003 | DEVIPATTANAM | 9.377 | 77.4297 | PRUAMASRI,w/o marriappam,kamaraj coil,devipattam po,sivagiri tk,tirunelveli dt,627757 PH:9943225904 | GVPTM1 | Airtel | Tamil Nadu | GBT
IN-1070710 | CHOKANATHANPUTHUR | 9.3505 | 77.4614 | R. Lakshman, Rtd. Teacher, S/o. Ramasamy Konr, Yadav South Street, Chokkalamuthur, Rajapalayam Taluk, Virudhugar Dist. 626 121. | 2813 | Vodafone | Tamil Nadu | GBT
IN-1112493 | Chettikulam | 9.1298 | 77.6518 | Anthoniraj, S/o. Arulappan, 3/59, south street, chettikulam thonukal, k. Alankulam post, sankaran kovil tk, Thiunelveli dt. Ph. 9965140896 | CKLAM1 | Airtel | Tamil Nadu | GBT
IN-1071824 | ACHCHAMPATTI | 9.0232 | 77.6543 | OPEN LAND OF Mr.MURUGAN,THEVAR KULAM VIA,NORTH ACHCHAMPATTI,SANKARANKOVILTK,TIRUNELVELI. | ACHTI1 | Airtel | Tamil Nadu | GBT
IN-1231875 | KURUNJAKULAM | 9.2263 | 77.6787 | R.RAJENDRAN, S/O RENGASAMY ICKER, MELATHERU, KURUNJAKULAM, TIRUNELVELI-627719 | 7118 | Vodafone | Tamil Nadu | GBT
IN-1030822 | VKPUDUR_TNZ | 12.9351 | 79.1522 | ArammanaiV.K.Pudur TalukTirunelveli627801 | 1298 | Vodafone | Tamil Nadu | GBT
IN-1116768 | Vellalangulam | 9.0471 | 77.4695 | MR.M.CHELLADURAI DEVAR,S/O.MIRASU DEVAR,SF.NO.276/6B,VELLANKULAM POST,SANKARAN KOVIL TALUK,THIRUNELVELI DIST.-627857.PH: | VLLGM1 | Airtel | Tamil Nadu | GBT
IN-1060343 | Veeranam | 8.9382 | 77.4911 | MR.S.PONNUSAMY,SF.160/8A,KEELAVEERAM,V.K.PUDUR TALUK,THIRUNELVELI DIST.-627861.PH:94433-90821 | VEERM1 | Airtel | Tamil Nadu | GBT
IN-1116766 | Vadakkukavalakurichi | 8.9545 | 77.5514 | S.MUTHU PANDI, S/O, SAMIA DEVAR, 1/74, KEELATHERU, VADAKKUKAVAKURUCHI, V.K.PUDHUR(T.K.), TIRUNELVELI(DT). PH:0433247302, 9788751923, | VDKVH1 | Airtel | Tamil Nadu | GBT
IN-1030510 | VADAKARAI_TNZ | 9.0388 | 77.2766 | K. Maharajan,S/O SHENBAGARAMAN SF NO 76/2A, Unian Babk Back Side, Adjust ti BSNL, Senkottai Main Road, Vadakarai, Senkottai Tk, Tirunelveli Dt. 04633237054 | 2910 | Vodafone | Tamil Nadu | GBT
IN-1059543 | Vadagarai Keezhapadugai | 9.0385 | 77.2744 | P.Natarajan, Sf No. 799/1, 799/2, Keezha Street, Vadagarai, Tenkasi Tk, Tirunelveli Dt - 627812, Ph: 04633-237852(Pp), (Acq By Aster Shakir-938120 5785) | VDKRI1 | Airtel | Tamil Nadu | GBT
IN-1031118 | UTHUMALAI | 8.9885 | 77.5342 | V.Komathiyakam, Maravar colony, Oothumalai, VK Pudur TK, Tirunelveli - 627 860, 94867-80062, 04633-247172 | 2080 | Vodafone | Tamil Nadu | GBT
IN-1067818 | Ukkirankottai | 8.9131 | 77.6002 | MR.AVUDAIYAPPAN,60,MAIN ROAD,UKKIRANKOTTAI,THIRUNELVELI-99765 70305 | UKKKT1 | Airtel | Tamil Nadu | GBT
IN-1116767 | Tirumalai Kovil | 9.0322 | 77.2261 | OPEN LAND OF Mr.A MURUGESHAN,S/O ADAKKALAMUTHU,32/5,PERUMAL KOVIL ROAD,PANBOLI POST,SENKOTTAI TK,TIRUNELVELI.936101027 | TRMKL1 | Airtel | Tamil Nadu | GBT
IN-1031489 | THENKASI | 8.9586 | 77.3088 | Siva Clinic,202,Kannimaran Koil St,Thenkasi | 2901 | Vodafone | Tamil Nadu | RT Tower
IN-1061019 | Tenkasi | 8.9578 | 77.3166 | Plot Of Fathima, Naduppattai Street, Tenkasi Ph No 04636-225761 | TKSI2 | Airtel | Tamil Nadu | GBT
IN-1061020 | Tenkasi | 8.9694 | 77.2669 | Susai Antony Arulraj Land, # 378 Tenkasi Road, Kotta Kulam Senkottai, Tirunelveli. | TKSI3 | Airtel | Tamil Nadu | GBT
IN-1061842 | Tenkasi | 8.9598 | 77.3082 | Ganesh Plywoods, 292, Kannimaramman Kovil St,Tenkasi - 627811 | TKSI1 | Airtel | Tamil Nadu | RT Tower
IN-1061843 | Tenkasi | 8.9745 | 77.3002 | Open Land Of Mr,Murugan, Behind (New Shopping Complex Under Construction) Near Regulated Market.Housing Board Colony,Aliyal gar.Tenkasi.Ph-04633280506 | TKSI4 | Airtel | Tamil Nadu | GBT
IN-1059827 | T Nagar | 9.0061 | 77.1979 | Mr.S.Gandhi Selvan,Open Land Behind Sabastinhome,S/O Sabarimuthu,61 Tgar ,Puliyarai(Post),Senkottai(Tk),Terunelveli(Dt). Ph:04633285464. | TNGAR1 | Airtel | Tamil Nadu | GBT
IN-1059863 | Singilipatti | 9.1343 | 77.3804 | MR.V.DURAIRAJ,SF.NO.351/2,SINGILIPATTY,CHOKKAMPATTY POST,TENKASI,THIRUNELVELI DIST-627765.PH.NO. | SGLPT1 | Airtel | Tamil Nadu | GBT
IN-1061780 | Senkottai1 | 8.9725 | 77.2489 | Hotel Barani.118, Gandhi Road, Shenkottai. | SNKT1 | Airtel | Tamil Nadu | RT Tower
IN-1061062 | Sendamangalam | 9.0625 | 77.4377 | Mr.I.Pasupathy,Sf.No.428/1,Land Behind Sakthi Complex,Main Road,Sentharankoil Taluk,Thirunelveli Dist-6270857.Ph:No. | SDMGM1 | Airtel | Tamil Nadu | GBT
IN-1059225 | Sambavar Vadagarai | 9.0014 | 77.3939 | Jumma Mosque Compound, Open Land Infront Of Reliance Tower And Backside Of Timber Depot Of Mr.Masid Mohd Ali,Andavan Juma Mosque, Muslim Street, Sambavar Vadakarai - 627856 / 04633-260582, 260320 | SMVRI1 | Airtel | Tamil Nadu | GBT
IN-1070335 | S.V.KARAI | 9.0012 | 77.3939 | Mr.Sahul Hameed(President), Juma Masjid, Muslim street, Sampavar vadakarai, Thenkasi taluk, Thirunelveli district-627856. Ph : 99942-43195 | 1664 | Vodafone | Tamil Nadu | GBT
IN-1067205 | Rukmaniyammalpuram | 8.9727 | 77.5681 | MR.S.ESSAKI DURAI,S.NO.87/17,4/79,SINGAPORE STREET,VEERA KERALAM PUDUR,RUKMANIAMMAL PURAM,THIRUNELVELI-PH-9942277382 | RKPRM1 | Airtel | Tamil Nadu | GBT
IN-1127308 | Railway Station | 8.9905 | 77.2417 | Mr.M.Chinnakannan,Sf.No.285 Plot No.29,30,Balaji Nagar,Vishvanatha Puram, | SNKT3 | Airtel | Tamil Nadu | GBT
IN-1067672 | Railway Peder Road | 8.964 | 77.3067 | MR.M.S.SHAHUL HAMEED,SF.NO.700/8A1A,M.S.COMPLEX,OPP.TO RAILWAY STATION,RAILWAY FEDER ROAD,TENKASI,THIRUNELVELI DIST.-627 811.PH:99442-33617/04633-225617 | TKSI7 | Airtel | Tamil Nadu | GBT
IN-1031281 | PULLIYARAI | 9.0069 | 77.1891 | Mr. Arumugam, S/o Mahalingam, Kollam main rd, pullirai, Tirunelveli dist. 04633-285370, 94862 39910,9843050371 | 6362 | Vodafone | Tamil Nadu | GBT
IN-1130110 | Poigai | 9.0321 | 77.3896 | R.SHANKAR SUBRAMANI S/O RAMIYA,NO 2/88 MAINROAD POIGAI,SV KARAI,THENKASI(TQ),THIRULVELI(DT)PH:9865023032 | 2520 | Vodafone | Tamil Nadu | GBT
IN-1116764 | Pattappathu | 8.9322 | 77.3042 | SEENI PANDI, S/O, ARUMUGADEVAR, AYUIRAMPERI(PO), PALAYA KUTTRALAM MAIN ROAD, THENKASI(TK), NELLI(DT). PH:9362960748, | PTPPT1 | Airtel | Tamil Nadu | GBT
IN-1059271 | Panboli | 9.0206 | 77.2518 | Sheik Mohammed & Dharussalem Jum-Aa, Mosques Jammath, Sf No: 81-106, Hassin Hussain Dharga Junction Complex, Jamath Mosque Complex, Sivaram Pettai, Panboli, Senkottai Tk, Tirunelveli Dt - 627 807 / 0 | PBOLI1 | Airtel | Tamil Nadu | GBT
IN-1070411 | PANBOLI | 9.0202 | 77.2524 | SHIEK MOHAMMED,PRESIDENT NEAR AIRTEL TOWER,SENGOTTAI TALUK,TIRUNELVELI DISTRICT,.PH:9865862816,04633-23717 | 2081 | Vodafone | Tamil Nadu | GBT
IN-1121606 | Muthammalpuram | 8.9626 | 77.6075 | MRS.A.KRISHMMAL, W/o.S.AMARSINGH, S.NO.235/1, KANDIKULAM VILLAGE, MUTHAMMALPURAM POST,V.K.PUDUR TALUK, THRUNELVELI DISTRICT PH: 9447827467 | MUTPM1 | Airtel | Tamil Nadu | GBT
IN-1061596 | MELAGRAM | 8.9501 | 77.2957 | S.K.Murugan , 112P, Jeevan Complex, Near Sakthi Koil St, Kowrtralam Road, Melagramam, Tenkasi / 94434-11646, 94438 67112 / 04563-265090 | MLGRM1 | Airtel | Tamil Nadu | RT Tower
IN-1060026 | Melakadayanallur | 9.077 | 77.3431 | MR.V.SHANMUGASUNDARAM,S.NO.721&730/2,NO.2A,THERADISOUTHNORTH STREET,MELAKADAYALLUR,THIRUNELVELI DIST-627751,PH:9942314526 | KDNLR3 | Airtel | Tamil Nadu | GBT
IN-1031799 | MELAGRAM | 8.9498 | 77.2968 | Mr.Gopala Raja, 112, Vgr Complex, Kutralam Main Road, Melagram, Tirunelveli Dt 04633-224059, 99948-61764 | 525 | Vodafone | Tamil Nadu | RT Tower
IN-1070762 | Mayamakurichi | 8.906 | 77.5057 | K. SIVASANKARA DAR, KULIPENKULAM, MADASAMYKOVIL THERU, ALANGULAM (TK), TIRUNELVELI.PH: 04633270598. | MAYAM1 | Airtel | Tamil Nadu | GBT
IN-1062513 | Mainroad | 8.9758 | 77.2538 | S.SUDALAIMUTHU,B1-119,NO.144/26,SOUTHCARSTREET,SENKOTTAI,T.VELI-S.SUDALAIMUTHU,B1-119,NO.144/26,SOUTHCARSTREET,SENKOTTAI,T.VELI-627813.PH:04633-292203 | SNKT2 | Airtel | Tamil Nadu | RT Tower
IN-1059913 | Kuthukalvalasi | 8.9915 | 77.2944 | MR.M.BALAKRISHNAN, S.NO.974/1A&1B, ANNA NAGAR, MADURAI MAIN ROAD, KUTHUKALVALASAI, THIRUNELVELI DIST - 627 303. | KKVS1 | Airtel | Tamil Nadu | GBT
IN-1121607 | Kuruchampatti | 9.0038 | 77.4912 | MR.T.SRINIASASAGAM DAR, S/o.THEVADHASA DAR,S.NO.150/19KURICHAMPATTI VILLAGE, VEERAKERALAM PUDUR TALUK, THIRUNELVELI DISTRICT - 627 860 PH : 9788158306 | KCMPT1 | Airtel | Tamil Nadu | GBT
IN-1060466 | Kumundhapuram | 9.1083 | 77.3545 | MR.A.ARUCHALAM,S/O.AYYAIH SAMY,NORTH STREET,KUMUNDHAPURAM POST,KADAIYA LLUR,THENKASI TALUK,TIRUNELVELI DIST.-627751.PH:99421-55658 | KMDPM1 | Airtel | Tamil Nadu | GBT
IN-1059961 | Keelapuliyur | 8.9562 | 77.3271 | S.Gomathinayagam, No.139, Uchimaakaali Amman Koil St., Keelapuliyur, Tenkasi, T.Veli-627814. Ph:04633-226190 | TKSI6 | Airtel | Tamil Nadu | GBT
IN-1031124 | KATTUKULUM | 8.9672 | 77.2702 | Mr.G.Susai Antony Arul Raj,379,Thenkasi Main Road,Kotta Kulam, Ilanchi Post,Senkottai(Tk), Tirunelveli Dt. - 627 805. Ph. 04633 234907, 94436 13246. | 2083 | Vodafone | Tamil Nadu | GBT
IN-1128031 | kattalaikudiyarattu | 8.9917 | 77.2205 | E. Balasubramaniyan, 229, pillayar koil st., kattalai kudierupu, senkottai(tk.), tirunelveli - 627813 M: 04633292118 | 4710 | Vodafone | Tamil Nadu | GBT
IN-1074420 | Kadanganeri | 8.9277 | 77.5513 | MR.P.CHAIRMATHI,S/O.K.PERUMAL,SF.NO.206/6,NORTH STREET,KADANGANERI POST,ALANGULAM TALUK,THIRUNELVELI DIST.-627854.PH:92459-08314 | KNGNR1 | Airtel | Tamil Nadu | GBT
IN-1059481 | Ilanji | 8.9575 | 77.2773 | Mr Ramakrishnan, Sf No. 525/1, Land Near Water Tank, Ammankoil Street, Opp To Chidambaran Nagar, Ilanji, Thenkasi Tk, Thirunelveli - 627805, Ph: 93602 44684 / 04633-220294 / 9344123656 (Acquired By-As | ILNJI1 | Airtel | Tamil Nadu | GBT
IN-1060126 | Idaikkal | 9.0302 | 77.3331 | MR.K.VALLINAYAGAM,S.NO.225/1D,BEHINDKARUPPUSAMYKOVIL STREET,IDIKAL POST,TENKASI-TK,THIRUNELVELI DIST-627804.PH:04633-267666. | IDKK1 | Airtel | Tamil Nadu | GBT
IN-1233167 | Esakki Resort | 8.9341 | 77.2504 | Mr.E.Subaya, Esakki high view Resorts, Five Falls road, courtallam, Tenkasi tk, Tirunelveli dt, Ph:04633 283773, Coct Person: Mr, Shivaji. Ph:9943159581. | ESAKI1 | Airtel | Tamil Nadu | RT Tower
IN-1030588 | ELANTHUR | 9.0107 | 77.2893 | Mr. Mani S/o Muthaiah, Gandhi gar,Tenkasi road ,Elathur post, Tirunelveli dist 9345484835 | 6358 | Vodafone | Tamil Nadu | GBT
IN-1031790 | Cutralam | 8.9336 | 77.2735 | K. Raja Gopal, Kr Residency, Opp Bus Stand, Cutralam, Tirunelvelli. Ph 04633 283100,? 94436 14929 | 515 | Vodafone | Tamil Nadu | RT Tower
IN-1061391 | Cutralam | 8.9328 | 77.2708 | Kr Residency .Opp To Bus Stand,Courtallam | CTLM1 | Airtel | Tamil Nadu | RT Tower
IN-1059105 | Chockampatti | 9.1257 | 77.3612 | M.Mariappan, Sfno. 556/2, Ward No. 12, Karm Street, Chockampatti, Thirunelveli Dt.-627765 | CKPTI1 | Airtel | Tamil Nadu | GBT
IN-1059098 | Ayakudi | 8.9992 | 77.344 | T. Subramanian, Ganesh Beedi Distributor, Sf No. 104/1A, New Sf No.345/11, Paechiamman Koil Street, Ayagudi, Tenkasi, Thirunelveli Dt-627852, | AYKDI1 | Airtel | Tamil Nadu | GBT
IN-1097504 | ATCHMKUNDRAM | 8.9648 | 77.4727 | 1/222, North street, Atchankundram, | ACKDM1 | Airtel | Tamil Nadu | GBT
IN-1116772 | Ariyanayagipuram | 9.1058 | 77.4244 | Mr.S.Annamalai,S/O.Sandhana Nadar,Sf.No.632/2 & 632/7,No.6/54,Main Road,Ariyanayagipuaram,Sankarankovil Taluk,Thirunelveli Dist.-627862.Ph:03646528534 | AYNYM1 | Airtel | Tamil Nadu | GBT
IN-1059082 | Achampudur | 9.0424 | 77.2988 | Mr.Mohammad Ibrahim Alias Kaniappa, H.No:4-6-56&57, Main Road,Achampudhur,(Sengottai) Tirunelveli Dist-627801. Ph-237541 | ACPDR1 | Airtel | Tamil Nadu | GBT
IN-1234979 | BALABADRAMAPURAM | 9.0533 | 77.5761 | K.Sivanu Devar, S/o.Mr.Karuppadevar, SF No: 587/6A, Balabadiramapuram, Veerakeralam pudur, Alangulam TK, Tirunelveli DT - 627 953, 9787121493 | 7163 | Vodafone | Tamil Nadu | GBT
IN-1083226 | VEDANATHAM | 8.9712 | 78.1467 | 1/85 NEW NO:1/40, VEDATHAM POST | VENAM1 | Airtel | Tamil Nadu | GBT
IN-1031786 | TUTSBCOLONY | 8.8159 | 78.1389 | M.John Anbu than, S/O.P.S.Maniel, 111/33-F, Ezhil Mahal, State Bank Colony, Tuticorin, Ph: 0461-2330871, 98421-55742 | 543 | Vodafone | Tamil Nadu | RT Tower
IN-1246204 | Tuticorin | 8.817 | 78.1476 | Mr.A.Subramanian, S/o.Arikrishnan, Old SF no:2/2, New SF no:2/2/88A part, TS No:90/2, Ward B, Block No:1, Sundaravelpuram 1st street, Sankaraperi village, Tuticorin DT-628002, 97917-96145 | TUT04 | Airtel | Tamil Nadu | GBT
IN-1061930 | Tuticorin | 8.8099 | 78.1397 | Mr.Jagan.N.P.S.Complex,Opp To New Bus Stand,Ettiyapuram Road,Tuticorin.Ph-2346174 | TUT13 | Airtel | Tamil Nadu | RT Tower
IN-1131118 | Thersvaram | 8.8152 | 78.1612 | MR.H.WILLIAMS, S/O,J.TERRENCE, UDAYA AGENCIES, 21A/4, THERESPURAM, TUTICORIN. PH:9942226033,34. 2362462,2360219., 9942226034 | 4655 | Vodafone | Tamil Nadu | RT Tower
IN-1060311 | Tharvaikulam | 8.8915 | 78.1692 | ANTHONI SEBIAR, MUTHUSALAI ROAD, KARUVAIKULAM, TUTICORIN(DT). PH:04612277340 | TRKLM1 | Airtel | Tamil Nadu | GBT
IN-1060060 | Thalamuthu Nagar | 8.8366 | 78.1464 | MR. A.MARIYAPPAN S NO .198/4, PLOT NO.26, MGR NAGAR, THALAMUHTU NAGAR , SILVAIPATTY POST, TUTICORIN DIST-628 002 PH:9842388004 | TUT28 | Airtel | Tamil Nadu | GBT
IN-1062842 | Ss Manikapuram | 8.8178 | 78.1544 | JOSEPH JEY RANI MAHAL, MANIKAPURAM, TUTICORIN. PH9443103080, 04612328388 | TUT47 | Airtel | Tamil Nadu | RT Tower
IN-1062874 | Pollpet | 8.8153 | 78.1418 | MRS.K.CHITRA & MR.N.KOTTALAMUTHU, SF.NO.37/1B, 36/2A, NO.111/66/45A, SAKTHI VIYAGAPURAM, 5TH STREET, POLPETTAI, TUTICORIN DIST - 628 002. PH: 0461-2347671/99944 91058 | TUT46 | Airtel | Tamil Nadu | RT Tower
IN-1031850 | NANDAGPLPRM | 8.811 | 78.1444 | Mr.C.tarajan, 48, J7, CNR Complex, ndhagopalapuram, Tuticorin, 98940-22630, 0431-2329018 | 827 | Vodafone | Tamil Nadu | RT Tower
IN-1031501 | MATAKADAI | 8.8089 | 78.1569 | Balakrishnana kalayana Madapam parthasarathy Street,Mattakadai Market, Tuticorin | 1709 | Vodafone | Tamil Nadu | RT Tower
IN-1059295 | Mappilaiurani | 8.8335 | 78.1345 | R.Sarava Kumar , S/O. Rajamanidar, Sf No: 3/141/1, Killakku Theru, Bye Pass Road, Mappilaiurani, Tuticorin - 628 002 / 9363311762 | MPRNI1 | Airtel | Tamil Nadu | GBT
IN-1116763 | D.THURAISAMIPURAM | 8.9264 | 78.1501 | S. JEYARAJ, S/O. SWAMYDAS, 5/47, SAKKAMMALPURAM, DURAI (PO), OTTAPITARAM (TK), TUTICORIN.PH: 04612277332. | DDRPM1 | Airtel | Tamil Nadu | GBT
IN-1060441 | Baladhandayudham Nagar | 8.8301 | 78.1516 | FAROOK, 8/162, MAIN ROAD, BALADANDAYUDHAM GAR, TUTICORIN-2. PH:9486110116 | TUT48 | Airtel | Tamil Nadu | GBT
IN-1059994 | Arokiapuram | 8.8245 | 78.1517 | MRS.A.AROKIYAMANI,W/O.MARIYANS,S.NO.41/1B,NO.2/429,AYYARVILLAI,AROKIAPURAMPOST,TUTICORINDIST-628001.PH:9994272847 | TUT29 | Airtel | Tamil Nadu | GBT
IN-1062575 | 1And2Gate | 8.8082 | 78.1522 | MRS.A.FAISHABEGUM,T.S.NO.790,WARDNO.4,BLOCKNO.3,NO.33,V.M.KOIL STREET,TUTICORIN DIST-628002,PH:9842649367/9842649913 | TUT33 | Airtel | Tamil Nadu | RT Tower
IN-1133964 | Ambedkar Nagar | 8.8277 | 78.1439 | G.Sathiyan, 9/a-270, Poopandiapuram, Mapilaiurani panchayat, Tuticorin-628002 Ph-9486551761 (Mr.Edison is manager and contact person for mr.G.Sathyan) | ITHK0040 | Idea | Tamil Nadu | GBT
IN-1059839 | Vahaikulum | 8.7363 | 78.0002 | MR.T.GNANATHAI,SF.NO.1565,NO.1/129,NADUVAGAIKULAM,MUDIVUTHANANTHAL POST,TUTICORIN DIST-628102.PH.NO. | VAAUL1 | Airtel | Tamil Nadu | GBT
IN-1116758 | Vadakku Silukkapatti | 8.8084 | 78.048 | IRUTHAYARAJ, 2/100- 2, THERKKU THERU, KEELATHATTAPARAI (PO), TUTICORIN.PH:04612950046. | VDKPT1 | Airtel | Tamil Nadu | GBT
IN-1062653 | V.E Road | 8.8038 | 78.1452 | MR.T.RAMAKRISHNAN,TS.NO.1637/4,1638-41,NO.103A,V.E.ROADTUTICORIN DIST.-628 002.PH:94433 34746 | TUT36 | Airtel | Tamil Nadu | RT Tower
IN-1031795 | TUTNORTHCTNST | 8.8058 | 78.1533 | Thenmathi Dhanushkodi, No.10,Vijay Complex North Cotton Road, Tuticorin - 628 001. | 520 | Vodafone | Tamil Nadu | RT Tower
IN-1059246 | Tuticorin | 8.7952 | 78.1451 | K.Thangamariyappan, 387, Rajeswari Ricemill, George Road, Tuticorin, 0461-2323087 | TUT12 | Airtel | Tamil Nadu | GBT
IN-1059247 | Tuticorin | 8.8144 | 78.1314 | K.Selvaraj, Plot No:151,Nethaji Cement Work Near, Kurinchi Nagar - 8, 0461-2346305 | TUT14 | Airtel | Tamil Nadu | GBT
IN-1061029 | Tuticorin | 8.7603 | 78.1486 | Subramaniam Land, Sf No 4/2A1, Kadarmiran gar, Tuticorin. | TUT10 | Airtel | Tamil Nadu | GBT
IN-1061920 | Tuticorin | 8.8056 | 78.145 | Mr.tarajan C,No 6 Ettayapuram Tuticorin 2 (0461-2329058 | TUT01 | Airtel | Tamil Nadu | RT Tower
IN-1061922 | Tuticorin | 8.8003 | 78.1506 | Mr D Solomon,Seelan & Company,66 Spg Kovil St,Santhai Road, Tuticorin | TUT03 | Airtel | Tamil Nadu | RT Tower
IN-1061925 | Tuticorin | 8.7931 | 78.1214 | The Mager,Ebenezer Mantion,97 H/26/1,Palayamkottai Rd,Tuticorin | TUT06 | Airtel | Tamil Nadu | RT Tower
IN-1061927 | Tuticorin | 8.7403 | 78.1225 | Dg Selvam,Gmahal Kalya Mandapam,5/204 Bharathi gar,Thiruchendur Road,Opp .Spic gar,Tuticorin | TUT08 | Airtel | Tamil Nadu | RT Tower
IN-1061928 | Tuticorin | 8.735 | 78.1036 | Sr Enclave , Mdu By Pass, Tuticorin | TUT09 | Airtel | Tamil Nadu | RT Tower
IN-1061929 | Tuticorin | 8.7897 | 78.1333 | Mr.M.P.Shivaraj, Ganesh Fancy Store,10F.Viii Street.Bryant Nagar.Tuticorin.Ph-5565045 | TUT11 | Airtel | Tamil Nadu | RT Tower
IN-1102331 | Tuticorin | 8.7742 | 78.1145 | St.Johns CSS Park (A Division) | TUTM2 | Airtel | Tamil Nadu | RT Tower
IN-1031892 | THOODIPURAM | 8.804 | 78.1337 | V.V.D Main road,3 rd street, Near Air-tel & BSNL tower,Tuticorin-3. | 1562 | Vodafone | Tamil Nadu | RT Tower
IN-1060040 | Theraviyapuram | 8.7673 | 78.0776 | MR.A.ISRAVELSOUNDARAPANDIAN,S.NO.67/3A1E,MARAVANMADAM,BACKSIDETOMARVANMADAMBUSSTOP,TUTICORIN DIST-628101.PH:0461-2271079/2271385/2271409. | TEAIA1 | Airtel | Tamil Nadu | GBT
IN-1031193 | THATTAPARAI | 8.8289 | 78.0185 | D.Sudalaiandi, S/O. Danushkodi Chettiar, 7/6, Pillaiar Koil Street, Camp Tattaparai, Tuticorin Dt, 98947-26174M 0461-2261241 | 2326 | Vodafone | Tamil Nadu | GBT
IN-1067550 | Swaminatham | 8.8654 | 78.0557 | Mr.R GAPATHI,S/O RAMASWAMI IDU,2/6,NORTH STREET,SWAMITHAM,OTTAPIDARAM TK,TUTICORIN. 04612261846 | SWTHM1 | Airtel | Tamil Nadu | GBT
IN-1059682 | Sterlite | 8.822 | 78.0865 | Mr.N.Manivann, S.F.No.111/1A1A, No.42 &43, M.S. Water Service, Sipoct Complex, Near Sterlite Main Road, Tuticorin Dist.- 628 002. Ph:98421-24479 | TUT22 | Airtel | Tamil Nadu | GBT
IN-1059785 | Sterlite | 8.8192 | 78.0734 | Mr.D.Ponseelan,R.Sf.No.404,Behind Kilburn Chemicals,Veerapandipuram Road,Tuticorin Dist.-628 002.Ph:92446-00043. | TUT19 | Airtel | Tamil Nadu | GBT
IN-1062282 | South Raja Street | 8.8037 | 78.1572 | Mr.S.Rathivel Pandian,T.S.No.330, Ward No.7, Block No.6, No.153, Sorm Complex, G.C. Road, Tuticorin Dist.- 628 002. Ph: 0461-4200989 | TUT18 | Airtel | Tamil Nadu | RT Tower
IN-1100181 | SIVAAKOIL STREET | 8.8058 | 78.1474 | MR.R.ESAKKI, S/O,RAMASAMY, 166,SIVANKOIL STREET, TUT-8.PHONE:9443657826, PH:0461-2324867. | 3945 | Vodafone | Tamil Nadu | RT Tower
IN-1030525 | SIPCOTTUTICORIN | 8.8033 | 78.0845 | A. Poovainthal, Sf No 1402/4B1, Plot No 10, Melavattam Village, Tuticorin, 0461 2323736 | 1727 | Vodafone | Tamil Nadu | GBT
IN-1030481 | SAYAPURAM | 8.6828 | 78.0293 | P.I. Jambert Mathuram, Sf No 145/3A, New No 145/1A3A, Plot No 102, Sayer Puram Village, Pudukottai Sub Register, Tuticorin 628251, Ph 9442051253, 94433 16835 | 1726 | Vodafone | Tamil Nadu | GBT
IN-1061992 | Sayapuram | 8.6828 | 78.0296 | Mr. P.I.Jambert Mathuram, No: 37A,B,C, Iob Bank Building, Thiruvaigundam Main Road, Sayapuram. Ph: 9443316840 , 9443316835 | SYPRM1 | Airtel | Tamil Nadu | RT Tower
IN-1059581 | Sankaraperi | 8.8325 | 78.1096 | Open Land Of Mr. Karuppusamy, Sf No. 235/1, No.105, South Sankaraperi, Tuticorin Dist-628002, Ph: 99942 10107 (Acq By Sm Muthu) | SNKPR1 | Airtel | Tamil Nadu | GBT
IN-1083079 | SABARIMANGALAM | 8.8625 | 77.9868 | S.F.NO 861-2A3 SAVARI MANGALAM VILLAGE | SAVAR1 | Airtel | Tamil Nadu | GBT
IN-1060027 | Raju Nagar | 8.801 | 78.1199 | MRS.P.PUNITHAMEENAKSHI,S.NO.499,S.NO.499/1,NAVAMANIBROILER,RAJU NAGARWEST,9TH STREET,TUTICORIN DIST-628008,PH:9843223929 | TUT32 | Airtel | Tamil Nadu | GBT
IN-1030678 | RAJGOPALNGR | 8.8041 | 78.1266 | S.R.Ananda Sekaran, S.F.No.606/1 And 605/1, Near Door No.107/93, Dr.Rajagopal Nagar, Miller Puram, Tuticorin - 628 008. | 557 | Vodafone | Tamil Nadu | GBT
IN-1060986 | Puthukottai | 8.7428 | 78.0491 | Mohan Land, #71-A, Pudukottai Main Road, Near Adithanar Mandram, Pudukottai , Tuticorin. | PUKT1 | Airtel | Tamil Nadu | GBT
IN-1031295 | PUDUKOTAI | 8.7441 | 78.0542 | A. Israel, No 4/31 E, Eden Theru, Pudukottai, Tuticorin 628 103. Ph 0461 2271385 | 473 | Vodafone | Tamil Nadu | GBT
IN-1060328 | Pudhimputtur | 8.8746 | 78.0293 | MR.M.S.THANGASAMY,SF.NO.25/6,M.S.SUDALAIMANI DAR KALYA MANDAPAM,PATHIYAMPUTHUR,OTTAPIDARAM TALUK,TUTICORIN DIST.-628402.PH:98425-88380/98425-88380 | PDPTR1 | Airtel | Tamil Nadu | GBT
IN-1107401 | PALAI ROAD | 8.7971 | 78.1335 | MR.SOLAIRAJAN, 117,CHITHAM GAR MAIN RD, TUTU-8. PH:9842104477. | 3953 | Vodafone | Tamil Nadu | RT Tower
IN-1060501 | Nethaji Nagar | 8.8125 | 78.126 | Mr.SANMUGA PERUMAL, 5/352, FOURTH STREET, NETHAJI NAGAR, TUTICORIN-2. PH:04612347257 | TUT49 | Airtel | Tamil Nadu | GBT
IN-1079352 | NADU SEKKARAKKUDI | 8.7996 | 77.9449 | Survey No:519/1 situated at No:14/32, mela Street | NADUS1 | Airtel | Tamil Nadu | GBT
IN-1059345 | MUTHAIYAPURAM | 8.7488 | 78.1261 | K.Sarajo, W/O Kalyanasundaram, Site No: 89, Perinbanagar, Muttayapuram, Tuticorin-628005 Ph: 0461-2356229, 98421-75550 | MTYPM1 | Airtel | Tamil Nadu | GBT
IN-1060357 | Mudivaithanugal | 8.7235 | 77.9939 | VENKATACHALA MARIAPPAN, 9/145, SOUTH STREET, MUDIVAITHANUGAL, TUTICORIN PH:9865035615 | MDTNL1 | Airtel | Tamil Nadu | GBT
IN-1060109 | Millarpuram | 8.7996 | 78.1276 | MRS.T.SUSILA,W/O.THANGAMANI,SF.NO.494B/1B1A1,NO.107/21A,T.M.B.COLONY,5TH STREET,MILLARPURAM,TUTICORIN DIST.-628 008.PH:99652-19749/0461-2391017. | TUT30 | Airtel | Tamil Nadu | GBT
IN-1059756 | Milavittan | 8.8161 | 78.1006 | Mr.S.Muthu Krishn,Sf.No.281/1,281/1A,No.205,Milivattan,Tuticorin Taluk,Tuticorin Dist.-628 002.(Remarks:Mr.S.Muthu Krishn Son Is Periya Thambi) | MLVTN1 | Airtel | Tamil Nadu | GBT
IN-1116759 | Melathattaparai | 8.8144 | 78.0169 | N. PERUMAL KONER, 1/98, YATHAVAR STREET, MELATHATTAPARAI (PO), TUTCORIN.PH:9788140689. | MTTPR1 | Airtel | Tamil Nadu | GBT
IN-1059835 | Melaarasedi | 8.8839 | 78.1108 | Mr.R.D.Gandhi,Old Sf.No.502 & 503,Resurvey No.149,No.4/214,Ettayapuram Road,Melaarasadi.Tuticorin Dist-628002.Ph.No.94431-40081. | MLRDI1 | Airtel | Tamil Nadu | GBT
IN-1062941 | Meenakshipuram West | 8.8046 | 78.1397 | MR,CHRISTOPER,NO :1 A,MEEANASHI PURAM WEST,TUTICORN-2PH NO:04612312182 | TUT23 | Airtel | Tamil Nadu | RT Tower
IN-1060157 | M.Saveriapuram | 8.7303 | 78.117 | MR.D.THOMAS DAR,SF.NO.341/1A2,LAND BACK SIDE TAMILDU BANK,M.SAVAERYA PURAM,THIRUCHENDOUR MAIN ROAD,TUTCORIN-628001. | TUT34 | Airtel | Tamil Nadu | GBT
IN-1059743 | Kurukusalai | 8.9297 | 78.0884 | Mr.C.Murugan,Re.Sf.No.152/3A1,Suithalakattai Road,Behind Bsnl Tower, Kurukusalai, Ottapidaram Taluk, Tuticorin Dist.-618 722.Ph: | KRCLI1 | Airtel | Tamil Nadu | GBT
IN-1116752 | Kuliyankarisal | 8.7194 | 78.081 | R. SURPANDIAN, S/O. RAJAMANI DAR, 1/95, MADHAKOVIL STREET, PUDHUKOTTAI (VIA),KULAIYANKARAISAL, TUTICORIN.PH: 04613200284. | KNKSL1 | Airtel | Tamil Nadu | GBT
IN-1109859 | KULASEKARANALLUR | 8.9025 | 77.9812 | MR.S.MALAIALAGU S/O.MR.SUDALAIMANI,S.NO.3/4 NO.2/126,KULASEKARA LLUR VILLAGE KULASEKARA POST, OTTAPIDARAM TALUK, TUTICORIN DISTRICT - 628 401 | KRNLR1 | Airtel | Tamil Nadu | GBT
IN-1082595 | KEELATHATTAPARAI | 8.796 | 78.0287 | KEELATHATTAPARAI (PO), | KTTPR1 | Airtel | Tamil Nadu | GBT
IN-1073950 | Iruvappapuram | 8.6903 | 78.0879 | SENDHURPANDI DAR, (VELMAN), 2/17, THERKKUTHERU, KOVANKADU (PO), SRIVAI KUNDAM (TK), TUTCORIN. PH: 9486990022. | IRUPM1 | Airtel | Tamil Nadu | GBT
IN-1031497 | HOTELALWIN | 8.8017 | 78.1406 | Hotel Alwin, New Colony, Tuticorin 628003 | 1706 | Vodafone | Tamil Nadu | RT Tower
IN-1060252 | First Street | 8.7853 | 78.131 | MR.DURAI RAJ,OLD NO,4/63,NEW NO.3C/171,171A,VALLIYAGAPURAM,TUTICORIN-628 008-PH-98426 02622 | TUT38 | Airtel | Tamil Nadu | GBT
IN-1082406 | DALVYAPURAM | 8.7978 | 77.9774 | MR.GURU SWAMI S/O HARI KRISHN ,S.No-180/3C,DALVYAPURAM,POST- DA | DLYPM1 | Airtel | Tamil Nadu | GBT
IN-1070306 | BRYANTNGR | 8.7921 | 78.1326 | MUTHU RAJA, EASAI PLASA, 8 STREET, BRAYANT NAGAR, TUTICORIN-8. PH:9344728328 | 1492 | Vodafone | Tamil Nadu | RT Tower
IN-1127324 | Bryant Nagar East | 8.7883 | 78.1368 | MR.KALYANISUNDARI GARAJAN,NO.30/16,11th STREET,BRYANT GAR EAST,TUTICORIN DIST.-628008.PH:99942-75398 | TUT42 | Airtel | Tamil Nadu | GBT
IN-1107084 | BRYANT NAGAR 7th | 8.7914 | 78.1373 | S.Durairaj, S/o.Suyambulingam, Amirthalayam,31B/9/2, Livingapuram 2nd Street, Thuthukudi-3, ph.9443085820 | 4637 | Vodafone | Tamil Nadu | GBT
IN-1059519 | Athimarapatti | 8.741 | 78.1039 | N. Patirapandi dar, No. 2/31, Near Amman Koil, Mel Street, Athimarapatty, Tutucorin - 623005, Ph: 93452 37964 / 0461-2357422 (Acq By Aster) | ATMPT1 | Airtel | Tamil Nadu | GBT
IN-1062488 | Ashoka Nagar | 8.7942 | 78.1172 | MR.P.VEMPADILINGAM, S.NO. 728/1, NEW T.S.NO.9, WARD C, BLOCK NO.38, DOR NO. 93-I/7, ASHOK NAGAR, 3RD STREET, TUICORIN DIST - 628 008 PH:9443131047 | TUT24 | Airtel | Tamil Nadu | RT Tower
IN-1108903 | ANTHONIYARPURAM | 8.774 | 78.0867 | Mrs.Y.Helen, W/o, Mr.Justus,No:2/90, A, Daniyal gar, Anthoniyar Puram, Koram Pallam, Tuticorin-628 101/99941-32694/ | 3700 | Vodafone | Tamil Nadu | GBT
IN-1060019 | Anna Nagarwest | 8.8078 | 78.1263 | MRS.K.RAJAMMAL,W/O.A.KARMEGAM,S.NO.524/1A,ANNA NAGARWEST,MAKILCHIPURAM,TUTICORIN DIST-628003.PH:9965050124/9865215818 | TUT27 | Airtel | Tamil Nadu | GBT
IN-1062306 | Anna Nagar | 8.8042 | 78.1336 | Mr.R.Dayanandan,T.S.No.3686, Ward No.4, No.26, 3Rd Street, Doovipuram, Tuticorin Dist.-628 002.Ph:98430-21643 | TUT21 | Airtel | Tamil Nadu | RT Tower
IN-1116754 | Allikulam | 8.7607 | 78.0269 | Antony Pitchai,S.No.117/12, 1/118, Allikulam, Melakudiankundu(Po), Tuticorin. Ph:9786488414 (Balu). | ALKLM1 | Airtel | Tamil Nadu | GBT
IN-1231920 | SILLANATHAM | 8.872 | 78.0752 | S.CHINSAMY, S/O SUBBIAH, 1/37 KEELATHERU, SILLATHAM, THOOTHUKUDI-628402. PH NO9940899396 | 7209 | Vodafone | Tamil Nadu | GBT
IN-1239418 | THUTHIKULAM | 8.9131 | 77.4748 | Mr. P.PUNNUSWAMI THEVAR S/O PANDI THEVAR,SF NO.83/10,DOOR NO.- 2/39,AMAN KOVIL STREET, VILL.-THUTHIKULAM,POST-MAYAMANKURICHI, TALUKA-ALANGULAM,DIST.-TIRUNELVELI,PH:-9345740125,9788138255 | TUTKM1 | Airtel | Tamil Nadu | GBT
IN-1231876 | KURUVIKULAM(SOUTH)(ALAGUNERI) | 9.1577 | 77.6355 | VEDAYAGAM, VADAKUTHERU, ALAGUNERI P.O, KURUVIKULAM, SANKARANKOIL TK, TIRUNELVELI-627754 PH NO 9791260654 | 7138 | Vodafone | Tamil Nadu | GBT
IN-1238685 | Vallam | 8.9593 | 77.2595 | Mr G.Anbarasan,S/O S.Gandhi,4/847,Main Road,Vallam(Po),Sengottai(Tk),Tirunelveli(Dt),Pin-627817.Ph:9942320219 | VALLM1 | Airtel | Tamil Nadu | GBT
IN-1239672 | Kadalaikara Street | 9.1752 | 77.8716 | Mr Baskaran(Rajam & Co),Ponnuvel Nadar Mahal,413,Kadalaikara Street,Kovilpatti(Po&Tk),Tuticorin(Dt)-626501.. | KVPT14 | Airtel | Tamil Nadu | RT Pole
IN-1241559 | Kadaiyanallur | 9.082 | 77.3532 | Mr.Jahangir Ali, 18-A-1. Illathar Terku Teru, Muthukrishnapuram, Kadayanallur, TirunelveliDist-PH-9750866085 | KDNLR5 | Airtel | Tamil Nadu | RT Pole
IN-1239329 | Chippipaarai | 9.2428 | 77.7709 | Subburaj, West street, Chippiparai & PO, Sattur TK, Virudhugar -627713 ph-9787924431 | CHIPP1 | Airtel | Tamil Nadu | GBT
IN-1233241 | THIRUCHULI 7G | 9.5342 | 78.2015 | VALI MAN COMPLEX, RIKUDI ROAD, THIRUCHULI,VIRUTHUGAR DIST. | THICH7G | Airtel | Tamil Nadu | GBT
IN-1066876 | PADANTHAPULI | 9.3207 | 77.5681 | OPEN LAND OF Mr.A RAMA SWAMI REDDIYAR,S/O SUBA REDDIYUR,PANDAPULI,PANDAPULI POST,SANKARANKOVILTK,TIRUNELVELI.9943369227 | PDPLI1 | Airtel | Tamil Nadu | GBT
IN-1083144 | Potti Rediyapatti | 9.3032 | 77.961 | S.Palchamy,s/o: Sanmugam,near rice mill,Pottirediyapatti,Perikollapatti(po),Sathur(tk),Virudhu gar(dt) | PTYPT1 | Airtel | Tamil Nadu | GBT
IN-1113485 | KOSUKUNDU | 9.3601 | 78.0424 | Mr. KARUPASAMY S/O RAMACHANDRAN, VILL.-KOSUKKUNDU,POST-KOSUKKUNDU,TALUKA-SATTUR,DIST.-VIRUDHUGAR,PH:-04566-320665 | KOSUK1 | Airtel | Tamil Nadu | GBT
IN-1127724 | IRUKKANGUDI | 9.3355 | 77.9859 | K.Kasi dar,S/o,Karuthaiya dar,1/207,Mela Street,Irukankudi Post,Sathur Taluk,Viruthugar-626203,Ph-94426-90644,99525-72968,04562-259603 | 4166 | Vodafone | Tamil Nadu | GBT
IN-1127929 | PARAIPATTI | 9.4337 | 77.8178 | A.Amsakalyani,W/o,Ayyappan,3/1143,Sathur Road,Parai Patti,Sivagasi East,Viruthugar-626189.Ph-99941-70862 | 4157 | Vodafone | Tamil Nadu | GBT
IN-1129825 | VERRAKUDI | 9.5759 | 78.3311 | K.SAMAYAR THEVAR,S/O,KARIYATHI THEVAR,VERRAKUDI,RIKUDI(PO),THIRUSULI(TK),VIRUTHUGAR DISTRICT MOBILE-9047452251 | 3449 | Vodafone | Tamil Nadu | GBT
IN-1233229 | KARIYAPATTI 7G | 9.673 | 78.1017 | NETHAJI STREET, NEAR GOVT.HR.SEC.SCHOOL, KARIYAPATTI, MADURAI-626106 | KRPT7G | Airtel | Tamil Nadu | GBT
IN-1250420 | S.P.PUDUR | 9.6079 | 78.2252 | NO:2 S.P.PUDUR SENNILAKUDI POST | SPPDR1 | Airtel | Tamil Nadu | GBT
IN-1126172 | Enjar | 9.4964 | 77.7441 | Mr.Eswaran,S/o-Eswaran,Enjar post,Sivakasi via,Rajapalayam taluk,Virudhugar district,PH:-9943860505,LM:-9843291232,LM:-Option opposite to the Ration shop | INJAR1 | Airtel | Tamil Nadu | GBT
IN-1030461 | CHOLAPURAM | 9.3765 | 77.5617 | P. Paramasivam, SF No 1239/3, Near Govt School, Main Road, Cholapuramk, Rajapalayam Tk, Virudhugar, 626139, Ph: 04563 284580, 284663 | 1126 | Vodafone | Tamil Nadu | GBT
IN-1030493 | RRNAGAR | 9.4575 | 77.9316 | K.S. Ganesan, Sf No 23A, opp To Ramco Cement Factory, RR gar, Dulukkapatty, Virudhu gar Dty 626 204. Ph | 1127 | Vodafone | Tamil Nadu | GBT
IN-1030583 | KARIVALAM | 9.2772 | 77.5441 | S.Velmurugan, S.F.No.95/1,Patchari Road, Tirunelveli To Rajapalayam Main Road, Karivalam Vanda llur, Tirunelveli - 627 753. | 6359 | Vodafone | Tamil Nadu | GBT
IN-1030685 | CHITRAJAPRM | 9.4228 | 77.7859 | V. Srinivasan, Sf No 482, Near Kosala Match Industry, Chitharajapuram, Sivakasi Taluk, Virudhu gar- 626 189. Ph 04562 250797, 99444 21797 | 497 | Vodafone | Tamil Nadu | GBT
IN-1030703 | MEPCO | 9.5325 | 77.8498 | S. Kandhasamy, No 3/180, MEPCO< Mathiyaseni Post, Virudhu gar- 626 005. Ph 04562 289625 | 464 | Vodafone | Tamil Nadu | GBT
IN-1030724 | NACHIARMILL | 9.4791 | 77.5888 | Mr.Gothanda Rama Raja, Hindustan Paper Products, 53, Subburaja Madam Street, Rajapalayam, 04563-221522, 98433-21522 | 305 | Vodafone | Tamil Nadu | GBT
IN-1067100 | PULIYANKULAM | 9.6595 | 77.908 | MR.B. CHINRAMASAMY, S/O. MR. BALUSAMY, SF NO: 84/1, SITUATED AT M.PULIYANKULAM, THIRUMANGALAM TK, MADURAI DIST: 625 201. PH: 9843466445 | PULKM1 | Airtel | Tamil Nadu | GBT
IN-1030738 | HUSSIANCLNY | 9.4517 | 77.8095 | S.Murugeswari, Murugeswari Water Suppliers, Meekshi Colony, Pallapatti Panchayat, Sivakasi Tk, Virudhugar, Ph: 98658 04089 | 541 | Vodafone | Tamil Nadu | GBT
IN-1030742 | NARIKUDI | 9.5874 | 78.3068 | Mrs.Mariammal, C/o. Sethupathi, Opp to rikudi veteriry hosipital, Virudhugar Dt, rikudi - 626 607, 94433-86232 | 313 | Vodafone | Tamil Nadu | GBT
IN-1030762 | VEMBAKOTTAI | 9.3359 | 77.7718 | B.Sivakumar, C/o. Ramaiya Devan, 1/300, Alagu gar, Vembakottai Post, Sivakasi Dt - 04562-284013 | 576 | Vodafone | Tamil Nadu | GBT
IN-1030765 | VILLAMPATTI | 9.4329 | 77.7514 | Mr.M.Ganesan, 342, Chetttiar Street, Villampatti, Virudhugar, 0456-2326094 | 551 | Vodafone | Tamil Nadu | GBT
IN-1030769 | THALAVAIPURAM | 9.3919 | 77.4953 | V.Ayyalu Naidu, S.F.No.327/1, Near Door No.484, Naidu South Street, Indira Nagar, Thalavaipuram, Chettiarpatti, Virudhunagar - 626 122. | 502 | Vodafone | Tamil Nadu | GBT
IN-1030776 | NARANAPURAM | 9.4499 | 77.8344 | Mrs.G.Sulocha, 1/488, Mela Theru, rapuram, Sivakasi Tk, Virudhugar, / 94423 24943 | 529 | Vodafone | Tamil Nadu | GBT
IN-1030922 | NENMENI | 9.3248 | 78.0027 | BALAMURUGAN, S.F.No.1046 And 1047, Nenmeni Main Road, Sattur Taluk, Virudhu Nagar - 626 202. | 914 | Vodafone | Tamil Nadu | GBT
IN-1031220 | MARAIGULAM | 9.6299 | 78.2511 | S.T.T.Radhakrishn, Sf No: 130/1A-1, Kariaptty To rikudi Road, Near Rice Mill, S.Markulam, rikudi Via, Kariapatti Tk, Virudhugar - 626 106 / 98439-58409 | 2790 | Vodafone | Tamil Nadu | GBT
IN-1031267 | KRISHNANKOIL | 9.5722 | 77.7022 | M. Jayaraj, S.F.No.939, Near Tneb, Kunnoor Vilakku, Sempadaiyankal, Sri Villiputhur(Tk), Virudhunagar - 626 138. | 1134 | Vodafone | Tamil Nadu | GBT
IN-1031268 | VATRA IRUPPU | 9.6343 | 77.6365 | Mrs. M. Parameshwari, New Sf No 470, Old Kaliswari Theatre, Thalayai Street, Vathirairuppu, Virudhugar 626 132, 9443569956 | 1120 | Vodafone | Tamil Nadu | GBT
IN-1031291 | MALLANKINARU | 9.5969 | 78.0585 | S. Shanmugam, S.F.No.336/13, Near Door No.10-3-10B, Yesunather Street, Mallankinaru, Karriyappatti, Virudhunagar - 626 109.S. Shanmugam, S.F.No.336/13, Near Door No.10-3-10B, Yesuther Street, Mallanki | 471 | Vodafone | Tamil Nadu | GBT
IN-1031292 | THIRUCHULI | 9.5341 | 78.2019 | P.N.Ponmbalam, S.F.No.84/1A2C, Near No.3/430, Pnp Complex, rikudi Road, Thiruchuli, Virudhu gar - 626 129 | 440 | Vodafone | Tamil Nadu | GBT
IN-1031303 | AMATHUR | 9.5624 | 77.8639 | S.Anitha, C/o.Perumal, Near sankaralinga horizon primary school, amathur, Virudhugar Dt , 98654-60377 | 575 | Vodafone | Tamil Nadu | GBT
IN-1031310 | ALANGULAM_TNZ | 9.3652 | 77.6749 | Mr.A.Bakiyaraj, S/o. Antonysamy, Middle Street, Alankulam, Sivakasi Tk, Virudhugar, 98945-17999 | 555 | Vodafone | Tamil Nadu | GBT
IN-1031353 | RAJAPALAYAM | 9.4532 | 77.5433 | SF No:75, Samandapuram Village,Rajapalayam Sub-Regn Dist, Virudhunagar Regn. Dist | 1103 | Vodafone | Tamil Nadu | GBT
IN-1031357 | SIVAKASI BB | 9.463 | 77.7649 | Plot No. 15 & 16, SF No. 307/2, Aiyur Village,Near esi hospital Sivakasi Sub Regn. Dist., Sivakasi. | 1109 | Vodafone | Tamil Nadu | GBT
IN-1031358 | SATTUR | 9.3722 | 77.9186 | Plot No. 37 & 38, SF No. 23/2A, Bharathi Nagar Venkatachalapuram, Sattur - 626 203. | 1106 | Vodafone | Tamil Nadu | GBT
IN-1031378 | VIRUDHUNAGARBB | 9.6084 | 77.9567 | SF No. 22/2, As per New subdivision SF No.22/2A,Pymas No. 75 & 77, Pelampatti Village, Virudhanagar Taluk, Virudhanagar Joint II Sub Regn. Dist.,Virudhanagar Regn. Dist.. | 1110 | Vodafone | Tamil Nadu | GBT
IN-1031399 | RAJAPLYMBB | 9.4236 | 77.5544 | W/O.G.Alagirisamy94 Valayalkara StreetAmbalapuli BazaarRajapalayam | 1271 | Vodafone | Tamil Nadu | GBT
IN-1031487 | SIVAKASI | 9.4517 | 77.7969 | 43, Tiruthangal Road, Opposite Nadar Lodge, Sivakasi | 1102 | Vodafone | Tamil Nadu | RT Tower
IN-1031602 | SRIVILLIPUTHUR | 9.5128 | 77.6311 | KNS Complex,Madurai rd,Near Thangam lodge,Srivilliputhur | 1112 | Vodafone | Tamil Nadu | RT Tower
IN-1059149 | Mallankinaru | 9.5988 | 78.0576 | P.Venkatesan, Sf No: 333/1, No:10-7, Land Behind Bus Stop, Muthu Nallamal Street, Mallan Kinaru, Virudhunagar - 626109 / 04566-288247 | MALAN1 | Airtel | Tamil Nadu | GBT
IN-1059172 | Naranapuram | 9.4492 | 77.8351 | R.Bharthi, Sf No: 280/2B, Opp To Water Tank, Main Road, Naranapuram, Sivakasi Tk, Virudhunagar - 626 189 / 04562-278423 , 228789 | NAPRM1 | Airtel | Tamil Nadu | GBT
IN-1059208 | Rajapalayam | 9.4614 | 77.5535 | Open Land Of Mr.K.A.Venkatasamy, No-229, Madasamy Kovil St,Rajapalayam. Ph-04563-224751 | RJPM7 | Airtel | Tamil Nadu | GBT
IN-1059209 | Rajapalayam | 9.4699 | 77.5387 | Open Land Of Mr.K.A.Venkatraja,Sarathi Animal Feeds,1/21 Senbagathoppu Road,Rajapalayam.Ph-222782(O),224751(R) | RJPM8 | Airtel | Tamil Nadu | GBT
IN-1059210 | Rr Nagar | 9.4579 | 77.9312 | Mr. Murgan, Land Behind Aircell Tower,Opposite Madras Cement Ltd., R R gar | RRNGR1 | Airtel | Tamil Nadu | GBT
IN-1059230 | Sivakasi7 | 9.4631 | 77.7954 | Open Land Belongs To Bhavani Fine Arts(Front Side Of Building),No-37/2,Velayudam Road,Sivakasi. | SVKI7 | Airtel | Tamil Nadu | GBT
IN-1059231 | Sivakasi8 | 9.4386 | 77.7919 | A. Vairakani, 4/6, Ayyar Colony, Sivakasi, Virudugar, Contact Non 04562 250709 | SVKI8 | Airtel | Tamil Nadu | GBT
IN-1059249 | Thalavaipuram | 9.3885 | 77.4873 | R.Aranachalam, Door No: 16, Old No:8, Krishna Koil Street, Near Ambal Kalvi Nilayam, Muhavoor-626111 , 04563-246058,9840897299 | TVPRM1 | Airtel | Tamil Nadu | GBT
IN-1059250 | Thalavaipuram | 9.3913 | 77.4953 | Mr.Ayyalu Naidu, Opp To Settiyar Patti Post Ofice, Mangammal Salai Road, Thalaivaipuram, Virudhunagar Dt. / 04563-246700 | TVPRM2 | Airtel | Tamil Nadu | GBT
IN-1059299 | Sundarapandiam | 9.6121 | 77.6746 | K.Vasantha, Natham Sf No: 413/2, Door No: 27/15, East Pillaimar Street, Sundarapandiam, Virudhungar-626126 / 04563-283487, 93441-00265 | SNPDM1 | Airtel | Tamil Nadu | GBT
IN-1059307 | Koomapatti | 9.6445 | 77.5986 | N.Balachandran, Sf No: 847/1, 2/286, Pilliyar Koil Street, Pommapatti Post, Srivilliputhur Tk, Virudhunagar - 626133 / 94431 49171 / 9345110525 | KOMPT1 | Airtel | Tamil Nadu | GBT
IN-1059315 | Vathirairuppu | 9.6378 | 77.64 | K.Vijayalakshmi, Sf No: 472/B2, New Sf No: 1635/17, Maravar North Street, 8Th Ward, Vathirairuppu, Sriviliputhur, Virudhunagar - 626132 / 9360691848 , 04563-288825 | VATRP1 | Airtel | Tamil Nadu | GBT
IN-1059391 | Krishnapuram | 9.7305 | 78.0989 | Mrs. Poomayil, Sf No; 1/1, Opp. M/S Sundaram Fasteners Ltd, Aviyur(P), Kariyapatti, Virudhunagar Dist-626106. Ph; 04566-250207 | KSNPM1 | Airtel | Tamil Nadu | GBT
IN-1059430 | Awalsurampatti | 9.6458 | 77.9643 | N.Mathi, Sf No: 334/1B1A/3, Beside Old Gas Agency, Main Road, Awalsurampatti, Thirumangalam Tk, Mdu Dist-626001. (Nh 7 - Between Kallukudi To Virudhunagar) | AWLPT1 | Airtel | Tamil Nadu | GBT
IN-1059575 | Sithurajapuram | 9.4228 | 77.7864 | V.Srinivasan, Sf No:482, No: 647, Kosala Match Industries, Sithurajapuram, Sivakasi, Virudhunagar Dt - 626189, Ph: 98421-21797 (Acq By Ark) | SRJPM1 | Airtel | Tamil Nadu | GBT
IN-1059577 | Viswanatham | 9.4315 | 77.8038 | T. garathim / O. Rajaram, No: 1/ 718, Mugaiya Puram, Viswatham Post, Sivakasi, Virudhugar Dt - 626189, Ph: 98945 63337 (Acq By Ark) | VISHW1 | Airtel | Tamil Nadu | GBT
IN-1059585 | S.Kodikulam | 9.6476 | 77.5863 | Mr.A.Pandi, S.F.No.-654/2A & 2C, S. Kodikulam, Koomapatti, Srivilliputhur Via, Virudunagar - 626 133. Ph: 99941-33697 | SKDLM1 | Airtel | Tamil Nadu | GBT
IN-1059606 | Anaiyur | 9.4458 | 77.7689 | Mr.Irulandi, S.F.No.-572/2B,No.186, Aiyur,Sivakasi West, Virudhugar Dist.-626 124.Ph:94434-44359 (Acq By B. Sivakumar) | ANAIR1 | Airtel | Tamil Nadu | GBT
IN-1059658 | Pudupatti | 9.6141 | 77.6357 | Mr.M.C.Kondalu,S.F.No.642/1B6,Meenakshipuram Road,Near Palpannai,W.Pudupatty,Srivillipudur Taluk,Virudunagar Dist.-626 116.Ph:94436-71893.(Mr.Kondalu Son In Law Is Mr.Chandrasekar) | PUDPT1 | Airtel | Tamil Nadu | GBT
IN-1059659 | Rosalpatti | 9.5922 | 77.9724 | Mr.V.R.Seenivasagan / Mrs.J.Vethavalli, S.F.No.21/3, No.1/75/10, K.K.S.S.R.Nagar, Mallanginar, Virudhunagar Dist.- 626 001. Ph: 04562-269760 / 243607. | RSLPT1 | Airtel | Tamil Nadu | GBT
IN-1059660 | Anuppankulam | 9.4177 | 77.8425 | Mr.A.Gopalsamy, S.F.No.627,627/2, Sathur To Siva Kasi Road, Annuppankulam, Sivaksai Taluk, Virudhugar Dist.- 626 189. Ph:93447-21064 / 94435-44206. | APKLM1 | Airtel | Tamil Nadu | GBT
IN-1059696 | Terkuvenganallur | 9.4064 | 77.5413 | Mr.M.Durai Raj Pandiyan, S.F.No. 256/1, No.153/4, Therkuvenganallur Via, North Street, Rajapalayam Taluk, Virudhunagar - 626 142. Ph: | TKNLR1 | Airtel | Tamil Nadu | GBT
IN-1059700 | Cholapuram | 9.3617 | 77.5599 | Mr.N.S.Jayapalraj,S.F.No.1385/1E,No.300A/1,1St Street,Mill Gate,Cholapuram South,Rajapalayam Taluk,Virudhugar Dist.-626 139.Ph:04563-284587. | CHOLA1 | Airtel | Tamil Nadu | GBT
IN-1059758 | Pallapatti | 9.4676 | 77.8169 | Mr.Gapathy& Mrs.G.Mariammal,Sf.No1/428,North Street, Pallapatti, Keelathiruthangal Post.Virudhugar Dist.-626 130.Ph:9994573806 | PLLPT1 | Airtel | Tamil Nadu | GBT
IN-1059793 | Kalkurichi | 9.6058 | 78.0967 | Mrs.A.Bhavani,Sf.No.124/2A,124/2A1,Kottai Main Road,Kalkurchi,Kariyapatti Taluk,Virudhunagar Dist.-626104.Ph:04566-280303.(Remarks:Mr.Pichaikani Sister Is Mrs.Bhavani) | KKRCH1 | Airtel | Tamil Nadu | GBT
IN-1059882 | Krishnapuram | 9.4269 | 77.5153 | MR.P.RAMSUBRAMANIYAM,SF.NO.965/9C,OPEN LAND NEAR,CHAMBER,THENKASI-RAJAPALAYAM MAIN ROAD,KRISHNAPURAM POST,RAJAPALAYAM VIA.,RAJAPALAYAM TALUK,VIRUTHUNAGAR DIST-626143.PH.NO.04563-246666 | KHNP1 | Airtel | Tamil Nadu | GBT
IN-1059892 | Padandal | 9.358 | 77.9066 | MR. M. LLAMUTHU & MRS.N.DHALAKSHMI, S.NO.224, NO.3/600 & 3/601, PADANDAL POST, MUTHURAMALINGA PURAM, SATHUR - TK, VIRUDHUGAR DIST - 626203, Ph: 9443105892 | PDNDL1 | Airtel | Tamil Nadu | GBT
IN-1059903 | Poovani | 9.5449 | 77.6663 | MR.S.RAMASAMY,SF.NO.429/1,NEAR POOVANI BUS STOP,MEENAKSHIPURAM POST,SRIVILLIPITHUR TALUK,VIRUDHUNAGAR DIST0-626125.PH.NO.04563-37655. | POOV1 | Airtel | Tamil Nadu | GBT
IN-1059950 | Mannarkottai Road | 9.3601 | 77.925 | MR.K.IRULLAPPAN, S.F.NO.205/6, BALAVANDALPURAM ROAD, NEAR WATER TANK, SATTUR POST, SATTUR-TK, VIRUDHUNAGAR DIST - 626 203. PH:93448 06914. | SATR2 | Airtel | Tamil Nadu | GBT
IN-1059952 | Chinnaodaipatti | 9.2962 | 77.9142 | MRS.A.SUNDARI, N.S.NO.2/1,2/1A,B,C&D, OPP. TO WILLIAMS GODOWN, NEA VANNI VINAYAGAR TEMPLE, MADAM CHINNAODAIPATY, SATHUR, VIRUDHUNAGAR DIST - 641 654 PH:99941 66676 | COPTI1 | Airtel | Tamil Nadu | GBT
IN-1059966 | Teacherscolony | 9.4253 | 77.5708 | AIRTEL REPEATER SITE,TEACHERS COLONY,PUN NAGARAHAM,5/381B ,MR KANNAN,PH-9894819108,RAJAPALAYAM,VIRUDH NAGAR | RJPM14 | Airtel | Tamil Nadu | GBT
IN-1059974 | Naduvapatti | 9.4166 | 77.9178 | MR.K.PARAMASIVAM, S.NO.85/1A1, NO.3/145, GANDHI GA, DUVAPATTY, SATHUR-TK, VIRUTHUGAR DIST - 626 203. PH:04562 - 256628 / 92451 59323 | NADPT1 | Airtel | Tamil Nadu | GBT
IN-1060021 | Nehru Nagar | 9.4553 | 77.7943 | MR.M.SYEDIBRAHIM,S/O.K.A.M.MOHAMEDYOUSUF,T.S.NO.67,NO.10/A,NEHRU ROAD,SIVAKASI,VIRUDHU NAGAR DIST-626123.PH:9367423270 | SVKI10 | Airtel | Tamil Nadu | GBT
IN-1060077 | Ngocolony | 9.4658 | 77.7775 | MRS.M.SUGANYA,SURVEYNO.849/3,NO.1/531,B-2,NGO COLONY,SACHIYAPURAM,SIVAKASI,VIRUDHU GAR DISTRICT-626124,PH:98940-85151/98940-87171 | SVKI13 | Airtel | Tamil Nadu | GBT
IN-1060081 | Vanniyampatti Vilakku | 9.4899 | 77.6148 | MRS.N.CHELLATHAI,SF.NO.179/1 & 2,SRI DURGA NAGAR,VANNIYAMPATTI VILAKKU,RAJAPALAYAM TALUK,VIRUDHU NAGAR DIST.-626 125.PH:94428-39897/94422-55601(REMARKS:MR.CHELLADURAI DAUGTHER IS MRS.CHELLATHAI) | VVKK1 | Airtel | Tamil Nadu | GBT
IN-1060089 | Thiruthangal Road | 9.4655 | 77.804 | MRS.RATHI, W/O.LATE MUTTAI, 2/2672, NEHRU COLONY, TIRUTHANGAL ROAD, SIVAKASI. PH:9994454661 | SVKI12 | Airtel | Tamil Nadu | GBT
IN-1060112 | Ngo Colony | 9.614 | 77.9578 | MR.R.JEYACHANDRAN/MR.J.RAM PRABHU,SF.NO.371/5A,NEHRU STREET,N.G.O.COLONY EAST,MADURAI ROAD,VIRDHUGAR DIST.-626 001.PH:04562-256107. | VNGR10 | Airtel | Tamil Nadu | GBT
IN-1060151 | Andal Samy Nagar | 9.5109 | 77.6229 | MRS.R.MUTHULAKSHMI,SF.NO.49,LAND BACK SIDE SRI AANDAAL SWAMY AGENCIES,RANGATHAPURAM,SRIVILLIPUTHUR,VIRDHUGAR DIST.-626 125.PH:94431-51097/04563-261097 | SVPT3 | Airtel | Tamil Nadu | GBT
IN-1060214 | Sithalakundu | 9.5094 | 78.1795 | MR.K.THANGARAJAN,S/O.MR.S.KANDASAMY,SF.NO.17/3,4,5,5A&6B,SHITHALAKUNDU,TAMILPOONDI POST,THIRUCHULLI TALUK,VIRUDHUGAR DIST-626 101.PH-98424 40167 | SLKND1 | Airtel | Tamil Nadu | GBT
IN-1060217 | Swaminatham | 9.4801 | 77.7288 | MRS.MUNIYAMMAL.W/O.THANGAMUTHU,NO.2/126,NORTH STREET,SRIVILLIPUDUR MAIN ROAD,SWAMITHAM,SIVAKASI TALUK,VIRDHUGAR DIST.-626 124.PH:0456-2210014/223227 | SWMTM1 | Airtel | Tamil Nadu | GBT
IN-1060243 | Malli | 9.4944 | 77.6904 | MISS.LAKSHMI,D/O.YESOTHA,SF.NO.1185,SRIVELLIPUTHUR MAIN ROAD,MALLI,SRIVELLIPUTHUR TALUK,VIRDHUNAGAR DIST.-626 123.PH:0456-2656560 | MALLI1 | Airtel | Tamil Nadu | GBT
IN-1060316 | Chatra Rediiyar Patti | 9.6245 | 77.9662 | RAJESH KANN, SOUTH STREET, CHATRA REDDIAR PATTI, VIRUDHUGAR. PH:9443737335 | CRPTI1 | Airtel | Tamil Nadu | GBT
IN-1060366 | Achchandavilthan | 9.4374 | 77.6645 | MR.P.PANDIYARAJ,SF.NO.1153/2A,2B,SIVAKASI ROAD,ACHANTHAVILTHAN,SRIVALLIPUTHUR TALUK,VIRDHUGAR DIST.-626137.PH:98650 62298 | ACHAN1 | Airtel | Tamil Nadu | GBT
IN-1060380 | Veerachelliyapuram | 9.5755 | 77.9004 | MR.A.VELLAICHAMY,SF.NO.188A/2D,NO.2/50,VEERACHELLIAYA PURAM,VALLIYUR POST,VIRDHUGAR DIST.-626005.PH:98652-64819 | VCPLM1 | Airtel | Tamil Nadu | GBT
IN-1060389 | Padikasuvaithanpatti | 9.4767 | 77.6099 | RAMASWAMY, PILLAYARKOVIL STREET, VAIDHYALINGAPURAM, P.O. PADIKASUVAITHANPATTI, SRIVELLIPPUDHUR, , VIRUDHUNAGARPh.9944068545 | PKNPT1 | Airtel | Tamil Nadu | GBT
IN-1060468 | Mettupatti | 9.3279 | 77.8992 | MR.K.VELUSWAMY, SF NO. 163/1 SITUATED AT BACKSIDE OF COLONY HOUSE, ELAYIRAMPANNAI MAIN ROAD, O.METTUPATTI, SATTUR TK. VIRUDHUNAGAR DIST. 626 205 PH:9442802607 | MTTPT1 | Airtel | Tamil Nadu | GBT
IN-1060476 | Sekkadi Street | 9.5226 | 77.633 | MR.V.VELRAJ,NO.107/1,PATHRAKALIAMMAN NAGAR,ANTIPATTI STREET,THIRUVANNAMALAI PANJAYAT,1ST WARD,SRIVELLIPUTHUR,VIRDHUNAGAR DIST.-626125.PH:98425 20641 | SVPT8 | Airtel | Tamil Nadu | GBT
IN-1060477 | Vellur | 9.5731 | 77.829 | Mr.SELVAN, MAIN BAZZAR, AMMAN KOVIL PATTI, VELLUR, VIRUDHUGAR(DT). PH:9842364402 | VELLU1 | Airtel | Tamil Nadu | GBT
IN-1060528 | Pandian Nagar | 9.4748 | 77.8031 | MR.S.SELVARAJ,OLD NO.370/26-D,NEW NO.666,KARUNANITHI COLONY,THIRUTHANGAL,SIVAGANGAI DIST.-626130.PH:04562-695962 | SVKI19 | Airtel | Tamil Nadu | GBT
IN-1060595 | Keelarajakularaman | 9.3974 | 77.6328 | MR.M.AMUDHA,W/O.M.MURUGASAN,NO.2/51,PERUMAL KOVIL STREET,KEE;A RAJAPALAYAM TALUK,VIRDHUGAR DIST.PH:98651-98665 | KLRJK1 | Airtel | Tamil Nadu | GBT
IN-1060596 | Ondipulinayakkanur | 9.5135 | 77.896 | MR.M.MURUGESAN, S/O.MARIYAPPA DEVAR, SF.NO.585/4, OLD NO.2/16, NEW NO.12/260, SOUTH STREET, ONDIPULIYAICKANUR, VIRUDHUGAR DIST - 626 119. PH:99427 07874 | ONDPK1 | Airtel | Tamil Nadu | GBT
IN-1060610 | Aanaikootam | 9.5155 | 77.8234 | MR.R.RAJU, S.NO.1/135, NO.1/170, 1ST WARD, DU STREET, AIKUTTAM POST, VIRUDHUGAR DIST - 626 007. PH:04562 - 231226 | ANAKT1 | Airtel | Tamil Nadu | GBT
IN-1060634 | Raju'S College | 9.4648 | 77.5305 | MR.C.PREMKUMAR,SF.535/1,NO.105,PALIYA PALAYAM,KUMARN STREET,RAJAPALAYAM,VIRDHUNAGAR DIST.-626117.PH:9894484881 | RJPM16 | Airtel | Tamil Nadu | GBT
IN-1060915 | Kariyapatti | 9.673 | 78.1012 | Dr S .Uma Maheshwaran , Preeti Hospital , Ward No. 2/1 Anna Nagar Street Kariyapatti. Ph No 255218, 255614,9443155218 | KRPT1 | Airtel | Tamil Nadu | GBT
IN-1060990 | Rajapalayam - Psk Nagar | 9.4383 | 77.565 | Rajapalayam - Psk Nagar | RJPM5 | Airtel | Tamil Nadu | GBT
IN-1060991 | Rajapalayam - Srivilliputhur Road | 9.4797 | 77.5917 | Plot Inside Venkatewara Willo Factory, Srivilliputhur Main Road, Rajapalayam | RJPM6 | Airtel | Tamil Nadu | GBT
IN-1061011 | Sivakasi3 | 9.4608 | 77.7828 | No6-Aiyurpanchayat,Satchiyapuram,Sivakasi-24 | SVKI3 | Airtel | Tamil Nadu | GBT
IN-1061045 | Virudu Nagar | 9.5919 | 77.9664 | Iyar Kr Vatham , Near Kalyam Mahal, Pandiyan gar | VNGR4 | Airtel | Tamil Nadu | GBT
IN-1061724 | Rajapalayam1 | 9.4536 | 77.555 | 280/6, Thenkasi Road, Rajapalayam -626119 | RJPM1 | Airtel | Tamil Nadu | RT Tower
IN-1061725 | Rajapalayam3 | 9.4172 | 77.5964 | Dr,Tamilmani,Viveka Clinic,Chatrapatty | RJPM3 | Airtel | Tamil Nadu | RT Tower
IN-1061726 | Rajapalayam4 | 9.4428 | 77.5558 | Mr Jayaram Building, Sankarankoil Road,Rajapalayam. | RJPM4 | Airtel | Tamil Nadu | RT Tower
IN-1061736 | Sattur1 | 9.355 | 77.9197 | Chitra Lodge Main Road , Sattur | SATR1 | Airtel | Tamil Nadu | RT Tower
IN-1061786 | Sivakasi1 | 9.45 | 77.7972 | N0. 9, New Road, 1St Street, Sivakasi - 626133 | SVKI1 | Airtel | Tamil Nadu | RT Tower
IN-1061787 | Sivakasi2 | 9.445 | 77.8058 | Jk Complex, 3/707 Sattur Road, Sivakasi - 626130 | SVKI2 | Airtel | Tamil Nadu | RT Tower
IN-1061788 | Sivakasi4 | 9.4783 | 77.8111 | Hotel Anbhu,487-A,Virudhunagar Main Road, Thiruthangal | SVKI4 | Airtel | Tamil Nadu | RT Tower
IN-1061789 | Sivakasi5 | 9.4572 | 77.8022 | Carrier Comfort Point ,Sasi Complex,Virudunagar Road,Opp To Palani Andavar Temple, Sivakasi | SVKI5 | Airtel | Tamil Nadu | RT Tower
IN-1061790 | Sivakasi6 | 9.4445 | 77.7963 | V.S.Sundaram Chettiyar Marriage Hall,Armugam Road.Sivakasi | SVKI6 | Airtel | Tamil Nadu | RT Tower
IN-1061791 | Sivakasi9 | 9.4521 | 77.8087 | E.Geetha, W/O. Ethiraj, 6/26, Samya Puram Colony, Sivakasi East, Virudhunaagar - 626 189 / 94432 95896 | SVKI9 | Airtel | Tamil Nadu | RT Tower
IN-1061792 | Srivalliputhur1 | 9.5106 | 77.6319 | Nanda Agencies,North Car St,Srivilliputtur | SVPT1 | Airtel | Tamil Nadu | RT Tower
IN-1061793 | Srivalliputhur2 | 9.5181 | 77.6322 | New Counstraction Building,Madurai Road, Srivillipuram(Ph 04563262653) | SVPT2 | Airtel | Tamil Nadu | RT Tower
IN-1061976 | Virudu Nagar | 9.5917 | 77.9538 | Selvakathir Lodge, 137/5 Madurai Road, Virudugar | VNGR1 | Airtel | Tamil Nadu | RT Tower
IN-1061977 | Virudu Nagar | 9.5859 | 77.9595 | Seethalakshmi Ammal Kalyana Mandabam.1/B Sathyamoorthy Road,Virudunagar | VNGR2 | Airtel | Tamil Nadu | RT Tower
IN-1062020 | Seithur | 9.4052 | 77.4772 | V.Chelliah, 168, Main Road, Opp To Easwari Medicals, Seithur Post, Rajapalayam Tk, Virudhugar - 626121 / 04563-245091 | SEHUR1 | Airtel | Tamil Nadu | GBT
IN-1062191 | Mamsapuram | 9.499 | 77.5907 | G.Janardhanan, S/O. Mr.Ganeshan, D.No.33, Srivilliputhur Main Road, Mamsapuram, Virudhunagar Dt - 626110, Ph-98659 86814 / 04563-285814 (Acq By - Ark) | MAMSA1 | Airtel | Tamil Nadu | RT Tower
IN-1062224 | Karivalamvandanallur | 9.2707 | 77.5426 | R.Kandasamy, S.F.No: 1021/Ba, galakshmi Complex, Karivalam Vandallur Post, Sankaran Koil Taluk, Tirunelveli -627753. Ph: 04636-260118 | KVNLR1 | Airtel | Tamil Nadu | RT Tower
IN-1062391 | Ambalapuli Bazar | 9.4479 | 77.5562 | MR.S K RADHAKRISHNAN, NO.107/P, WARD G,BLOCK NO.4, M/S. BALAKRISHNA FLOUR MILLS, NO.128, AMBALAPULI BAZAAR, RAJAPALAYAM, VIRUDHUNAGAR DIST PH: 9245981665 | RJPM9 | Airtel | Tamil Nadu | RT Tower
IN-1062448 | Madurai Bye Pass Road | 9.6012 | 77.9546 | MRS.A.GOORAMMAL, S.NO.30, STAR HOTEL, MADURAI ROAD, VIRUDHUGAR-TK, VIRUDHUGAR DIST - 626 001. PH:98651 14814. | VNGR9 | Airtel | Tamil Nadu | RT Tower
IN-1062534 | Annama Raj Nagar | 9.4243 | 77.5565 | P.S. RAMANATHAN, S.NO. 292/B, NO: 805/2, THIRUNELVELI ROAD, RAJAPALAYAM, VIRUDHUNAGAR DIST-626117, PH: 94433 69115/ 04563-221114 | RJPM15 | Airtel | Tamil Nadu | RT Tower
IN-1062542 | Main Road | 9.3599 | 77.9177 | MR. GOPALAKRISHNAN, S.F.NO. 432 & 433, SRI AMMAN COMPLEX, SAPTHAGIRI TRADERS, MADURAI MAIN ROAD, SATHUR VIRUDHUNAGAR DIST- 626 203, PH: 94431 67761 | SATR4 | Airtel | Tamil Nadu | RT Tower
IN-1062554 | T.Pmillroad | 9.4578 | 77.5607 | MRS.M.V.SUJATHA,W/O.M.S.VIJAYAKUMAR,T.S.NO.119,NO.142,TPMILLSROAD,NEARTOSALESTAXOFFICE,RAJAPALAYAM,VIRUDHUGARDIST-626117.PH:04563-222471. | RJPM10 | Airtel | Tamil Nadu | RT Tower
IN-1062563 | N.G.Ocolony | 9.3703 | 77.9161 | MR.R.ELLAPPARAJU,S/O.T.RANGASAMY,4/169,NGO COLONY,VENKATACHALAPURAM POST,SATTURTLK,VIRUDHU NAGAR-626203.PH:04562-262041 | SATR3 | Airtel | Tamil Nadu | GBT
IN-1062638 | Laxmipuram | 9.4446 | 77.5616 | MR.S.ILAYA PERUMAL, S/O.SOMASUNDARAM, G.R.NO.1286/44, 1286/41, NO.93E, FIRST LAKSHMIPURAM, RAJAPALAYAM, VIRUDHU NAGAR DIST - 626 117. PH:94431 32502/04563-225028 | RJPM13 | Airtel | Tamil Nadu | RT Tower
IN-1062670 | Railwaypeder Road | 9.4523 | 77.5602 | A.KATHIJA,61-61/B5,RAILWAFEEDER ROAD,ABU COMPLEX,RAJAPALAYAM,VIRUDHU NAGAR-626117.PH:9894669483,9865629653 | RJPM12 | Airtel | Tamil Nadu | RT Tower
IN-1062865 | Amman Kovilpatti | 9.4514 | 77.8011 | Mr.S.Ganeshan, New No:15, S.M.K.Street, Ammankovil Patti North, Sivakasi. Mob No: 9443217182 | SVKI11 | Airtel | Tamil Nadu | RT Tower
IN-1062889 | S B College Of Pharmacy | 9.5135 | 77.8312 | Building of Srinivas Padmavathi block, Mr. Ganeshan, Principal, Shkralingam Bhuvaneshwari college of PharmacyAnikuttam, Sivakasi, Ph-9442324397, 231918 | SBCPC1 | Airtel | Tamil Nadu | GBT
IN-1062913 | Pillaiyar Kovil Street | 9.35 | 77.9209 | MR.KAMMAL BADSHA, NO 63, MAIN ROAD, SATTUR, VIRUTHUNAGAR PH:9843672477 | SATR5 | Airtel | Tamil Nadu | RT Tower
IN-1062954 | Kattivinayagai Kovil Street | 9.4562 | 77.5528 | MR.P.S.BALRAJ,OLD NO.115-A,NEW NO.-112,PERIYA KATAI BAYAR,KATTU VINAYAGAR KOIL STREET,RAJAPALAYAM,VIRUDHUNAGAR DIST,-626117.PH:94437-11719 | RJPM18 | Airtel | Tamil Nadu | RT Tower
IN-1067546 | Vidya Nagar | 9.4591 | 77.8075 | MRS.M.JOTHI,W/O.MURAGAGANI,NO.991/AGYAGIRI ROAD,SIVAKASI.PH:9345011589 | SVKI17 | Airtel | Tamil Nadu | GBT
IN-1067870 | VAYALI | 9.2609 | 77.597 | OPEN LAND OF Mr.B BALAMURUGAN,S/O B BALAGAPATHY,SUBBALAPURAM,KRIVALAM VIA,SANKARANKOVILTK,TIRUNELVELI.9842188916 | VAYLI1 | Airtel | Tamil Nadu | GBT
IN-1075196 | SURANKUDI | 9.3244 | 77.8739 | S/o.Pilavadiyan, No.4/23, Sri Renga Puram, Surangudi Post, Sattur Taluk, Virudhu Nagar 626203 | 3911 | Vodafone | Tamil Nadu | GBT
IN-1082932 | SIRUKULAM | 9.3725 | 77.9888 | Avudaithai, SF. 638/1, Sirukulam po, Sattur, virudhugar Dist | SIRKM1 | Airtel | Tamil Nadu | GBT
IN-1083030 | PERIYAKOLLAPATTI | 9.3383 | 77.9459 | NO:2/213 MELASTREET, PERIYAKOLAPATTY` | PYKPT1 | Airtel | Tamil Nadu | GBT
IN-1083284 | AMMAPATTI | 9.3714 | 77.9511 | SANTHOSHATHEVAR, S/0 SUNDARA THEVER, NO:111 AMMAPATTI | AMPTY1 | Airtel | Tamil Nadu | GBT
IN-1084697 | MISALUR | 9.5537 | 77.918 | OPEN LAND OF Mr.JARDHAN, S.F.NO. 684/3, MISALUR,VIRUDUGAR TK,VIRUDUGAR.9344100249 | MSLUR1 | Airtel | Tamil Nadu | GBT
IN-1086081 | Kalayarkuruchi | 9.5468 | 77.7839 | G.Anbarasu, S/O.Gandhiappan, Kalaiyarkuruci(Po), Sivagasi(Tk), Virudhugar(Dt).626130. Ph:9444739262 | KLYCH1 | Airtel | Tamil Nadu | GBT
IN-1086091 | Kuchampati Pudur | 9.5726 | 78.1841 | SELVARAJ, PUDHUR(PO), THIRUCHUZHI(VIA), ARUPPUKOTTA(TK), VIRUDHUNAGAR(DT). PH:9842037282 | KTPDR1 | Airtel | Tamil Nadu | GBT
IN-1086122 | Pampatti | 9.6542 | 78.0642 | Mrs.gammal, Pampatti, Kariyapatti Taluk, Virudhugar Dist-Ph-93607 61676 / 93607 58515 | PMPTI1 | Airtel | Tamil Nadu | GBT
IN-1086134 | SENNALKUDI | 9.5652 | 78.2188 | KURUSAMY,S/O.UTHUIRULADEVAR, THENNILAIKUDI, THIRUCHUZHI(TK), VIRUDHUNAGAR(DT). PH:9442325410 | SNKUD1 | Airtel | Tamil Nadu | GBT
IN-1086148 | Vadapatti | 9.5118 | 77.7677 | Mrs. R. Veerathal,W/O. Rajarathim, Sf No: 272/2A And 2B, Situated At Vadapatti, Sivakasi Tk, Virudhugar Dist: 626124. Ph: 944060253 | VDPTT1 | Airtel | Tamil Nadu | GBT
IN-1086609 | Kopainaikanpatti | 9.412 | 78.0482 | CELLAMUTHU & MARIMUTHU, KOBAINAIKENPATTI, VETHUVARPATTI(PO), ARUPPUKOTTAI(TK), VIRUDHUNAGAR(DT). PH:04566261616 | KPKPT1 | Airtel | Tamil Nadu | GBT
IN-1086847 | Puthur | 9.3623 | 77.4975 | V.THANGAVELU, 5/7, NORTH STREET, MELAVARAKURAMAPURAM, PUTHUR(PO), VIRUDHUGAR(DT). PH:9942949598 | PUHUR1 | Airtel | Tamil Nadu | GBT
IN-1086907 | Salvarpatti | 9.3569 | 77.8383 | TMT.S.VELUTHAI,W/O.SAMUTHIRAPANDI,SF.NO.339/2A,AYYAN SALVARPATTI VILLAGE,SIVAKASI TALUK,VIRUDHUNAGAR DIST. | SLRPT1 | Airtel | Tamil Nadu | GBT
IN-1100147 | Manthoppu | 9.6467 | 78.0348 | OPEN LAND OF Mr.PALANI,MANTHOPPU,KARIAPATTI TK,VIRUDUNAGAR. 9787240170 | MNTPU1 | Airtel | Tamil Nadu | GBT
IN-1100149 | Alagianallur | 9.6192 | 78.0174 | Open Land Of Mr.Alagar Devar,Keela Alagiallur,Kariapatti Tk,Virudugar.9443609662 | ALGNR1 | Airtel | Tamil Nadu | GBT
IN-1100150 | A Muthalingapuram | 9.4567 | 77.5944 | R. SANKARAPANAIKAR, A. MUTHULINGAPURAM, RAJAPALAYAM (PO),RAJAPALAYAM (TK), VIRUDHUNAGAR (DT) PH:9245177768, 9976644111. | AMGPM1 | Airtel | Tamil Nadu | GBT
IN-1100154 | V MUTHULINGAPURAM | 9.5039 | 77.8653 | OPEN LAND OF Mr.SANDAM, S/O T SUBBAYYA,V MUTHALINGAPURAM,VIRUDUGAR TK,VIRUDUGAR.9952555425 | VMRPM1 | Airtel | Tamil Nadu | GBT
IN-1100166 | V Sudaralingapuram | 9.4287 | 78.0173 | Chinsamy, S/O, Chima ikar, 4/100, V.Sundaralingapuram, R.R. gar(Via), Virudhugar(Dt)-626204. Ph:04562294658(Gynm) | VSNDR1 | Airtel | Tamil Nadu | GBT
IN-1100171 | Sankaranatham | 9.3436 | 77.8692 | Petchimuthu(Alis)Sakkaraidevar, S/O.Subaiah Devar, Sangaratham, Pandangal(Po), Sivakasi(Tk), Virudhugar(Dt). Ph:9842898903, 9788252503 | SNKTM1 | Airtel | Tamil Nadu | GBT
IN-1106478 | S.Kallupatti | 9.7007 | 78.0915 | M.Sethu, S/O.Mari Moppar, 1/150.North Street, S.Kallu Patti, Karia Patti(Po) & (Tk), Viruthu gar(Dt)- 626 106. Ph.9965331628 | SKLPT1 | Airtel | Tamil Nadu | GBT
IN-1106493 | Pulikuruchi | 9.5426 | 78.1797 | KARUPAIAH, THOTTANKULAM(PO), PULIKURUCHI, ARUPPUKOTTAI(TK), VIRUDHUNAGAR(DT). PH:9965481446 | PKRCH1 | Airtel | Tamil Nadu | GBT
IN-1106854 | PUDUKOTTAI | 9.5935 | 77.8012 | OPEN LAND OF KARUPPAYAMMAL,W/O SANKARALINGAM, S.F.NO.1094/2-A, PUDUKOTTAI,SIVAKASI TK,VIRUDUGAR. 9442840355 | PDKTI1 | Airtel | Tamil Nadu | GBT
IN-1107011 | PAPAKUDI | 9.3903 | 78.0266 | Mr.Muruga Kor, Survey No:70/1B1, Situated at pappakudi village, Sathoor Taluk, Virudhugar District , Ph:04562-292306 | PPKUD1 | Airtel | Tamil Nadu | GBT
IN-1109849 | Avudaiyapuram | 9.2632 | 77.5717 | MR.V.ALAGUMALAI,S/O.UDAIYAN &M.IYASAMY,S/O.MANKAN,AVUDAIYAPURAM POST,R.R.GAR VIA,SATHUR TK VIRUDHUGAR DT -626 204 PH : 9842175987 | AVDPM1 | Airtel | Tamil Nadu | GBT
IN-1112491 | ADAIKALAPURAM | 9.2912 | 77.6006 | Mr.K.Vellai Samy,S/o-Kalai Thevar,Adikalapuram,Kul ,Kulasekaraperi (Post), SankaranKovil (Tk), Thirune | ADLPM1 | Airtel | Tamil Nadu | GBT
IN-1112507 | MARAIYOOR | 9.602 | 78.3334 | MR.P.SUBBU, S/O,PERIYASAMY, MARAYOOR VILL, RIKUD,RIKUDI PO, TIRUCHULI TK, VIRUDHUGAR DT | MRYOR1 | Airtel | Tamil Nadu | GBT
IN-1112527 | MELAKALLANKULAM | 9.7308 | 78.1656 | MR. M.PITCHAI S/O MUTHAMBULAM ,VILL.-MELAKALLANK,MELAKALLANKULAM , POST-MUSTA KURUCHI,KARIAPATI-TK | MLLKM1 | Airtel | Tamil Nadu | GBT
IN-1112553 | RAJANATHAIKULAM | 9.5161 | 78.2886 | RJNTM1A | RJNTM1 | Airtel | Tamil Nadu | GBT
IN-1112557 | ANAIKULAM | 9.4819 | 78.2949 | MR. RAMAMURTHAM ,VILL./POST- ANAIKULAM ,TALUKA- TIRUCHULI , District-VIRUDUNAGAR , PIN-6626612 .Ph: 09843702786 | ANKUM1 | Airtel | Tamil Nadu | GBT
IN-1113465 | ILUPPAIYUR | 9.474 | 78.2604 | ILUPR1A | ILUPR1 | Airtel | Tamil Nadu | GBT
IN-1116787 | Gopalapuram | 9.3619 | 77.6231 | S. Mariammal, W/O. Sanganaikar, Gopalapuram(Po), Rajapalayam(Tk), Virudhunagar.Ph:04563295708. | GOPRM1 | Airtel | Tamil Nadu | GBT
IN-1116790 | Kongankulam | 9.3965 | 77.6824 | P. MUTHUSAMY, GONGANKULAM, AALANKULAM (PO), SIVAKASI (TK), VIRUDHUGAR (DT).PH:9786786997, 944243093. | KNNKM1 | Airtel | Tamil Nadu | GBT
IN-1116791 | Mettamalai | 9.3967 | 77.8968 | MR.K.PANJARAM,404.AMBITHKAR STREET,METTAMALAI PURAM,VIRUDHUGAR DIST-PH-99946 19070 | MTTML1 | Airtel | Tamil Nadu | GBT
IN-1116793 | Melarajakularaman | 9.4186 | 77.6243 | S. BALAKRISHAN, S/O. SANGAVAIKAR, 33/6, S. TIRUVENKATAPURAM, R. RETTIPATTI (PO), RAJAPALAYAM(TK), VIRUDHUGAR (DT).PH: 9842945681, 9842915684. | MRKRM1 | Airtel | Tamil Nadu | GBT
IN-1116794 | Veeravarpetti | 9.4288 | 77.9892 | RAYA SAMY, APPIYAIKENPATTI(PO), R.R. GAR, VIRUDHUGAR(DT)-626204. PH:04562283237 | VRVPT1 | Airtel | Tamil Nadu | GBT
IN-1116802 | Keele Pethalapetti | 9.4582 | 77.8623 | Open Land Of Mr.A Lakshmanan,S/O Ethilavu Naykar, S.F.No.76/6C, Meela Pethalapetti,Narayanapuram Post,Virudunagar Tk,Virudunagar.9842693689 | KLPLT1 | Airtel | Tamil Nadu | GBT
IN-1116805 | vaadiyur | 9.4667 | 77.8911 | OPEN LAND OF Mr.MARIMUTHU,VADI,VIRUDUGAR TK,VIRUDUGAR. PH:04562200106 | VAADI1 | Airtel | Tamil Nadu | GBT
IN-1116807 | Kotthiparai | 9.4725 | 77.9981 | OPEN LAND OF AMMASAVENI,W/O KAKARAJ, S.F.NO.487/2C, 170,KOTTHIPARAI,ARUPPUKOTTAI TK,VIRUDUGAR.9952500168 | KTPRI1 | Airtel | Tamil Nadu | GBT
IN-1116821 | Varalotti | 9.5872 | 78.0206 | OPEN LAND OF Mr.CHIN THAMBI,S/O MUTHUKARUPPAN,VARALOTTI,KARIAPATTI TK,VIRUDUGAR. 944274967 | VRLTI1 | Airtel | Tamil Nadu | GBT
IN-1116823 | Pavalyi | 9.6009 | 77.9209 | MR.KRISH MOORHTI,S.NO.75/4A,PAVALYI POST,VIRUDHUGAR TALUK,VIRUDHUGAR DIST-PH-9944552330 | PAVAL1 | Airtel | Tamil Nadu | GBT
IN-1116826 | Sengunrapuram | 9.6192 | 77.8732 | E. BALACANDRAN, SENKUNDRAPURAM(PO), ERICHATHAM,(VIA), VIRUDHUGAR(DT) - 626103.PH:9344721088. | SGPRM1 | Airtel | Tamil Nadu | GBT
IN-1116829 | Periaparali | 9.6222 | 77.9916 | OPEN LAND OF Mr.CO SOKKAYYAN,S/O GOPALAKRISHN REDDIYAR, S.F. NO.401/1, PERIAPARALI,VIRUDUGAR TK,VIRUDUGAR. 9442920328 | PRPRI1 | Airtel | Tamil Nadu | GBT
IN-1116832 | Allikulam | 9.6288 | 78.1246 | OPEN LAND OF Mr.DEVARAJ,ALLIKULAM,SITHUMUNDRADAIPPU POST,P PUDUPPATTI,TIRUCHULI VIA,KARIAPATTI TK,VIRUDUGAR. 9842252419 | ALLKM1 | Airtel | Tamil Nadu | GBT
IN-1116833 | Vadamalaikurichi | 9.629 | 77.9166 | V.SUBAIAH, S/O.VENKATAPAREDIAR, 3/83, VADAMALAIKURUCHI, VIRUDHUGAR (TK), VIRUDHUGAR (DT).PH: 9894158681. | VMKRH1 | Airtel | Tamil Nadu | GBT
IN-1117450 | Aladipatti | 9.4766 | 78.2002 | OPEN LAND OF MR.S.PEDURU,ALADIPATTI VILLEGE & P.O.,ARUPUKOTAI T.K.,VIRUDHUGAR,PH NO-9442990343 | ALDPT1 | Airtel | Tamil Nadu | GBT
IN-1117462 | Chitoor | 9.6692 | 77.9313 | P.s.rajagopal,s/o: Chin Rediyar,velur(via),chittor(po),thirumangalam(tk),madurai(dt) Ph No-9842691396 | CHTOR1 | Airtel | Tamil Nadu | GBT
IN-1230934 | Panaiyur | 9.5034 | 78.2357 | PANAIYOOR POST | PANIR1 | Airtel | Tamil Nadu | GBT
IN-1121614 | Kilanmarainadu | 9.3328 | 77.7075 | Mrs.Subalakshmi,W/o-N.S.Ramasamy,No-2/15,Maylather ,SIVAKASI TK, VIRUDHUGAR DT | KMRND1 | Airtel | Tamil Nadu | GBT
IN-1123263 | Thiruthangal | 9.498 | 77.8236 | Mr.MURUGAN, SF.NO.305/1D,VIRUDHUGAR MAIN ROAD, THIRUTHANGAL, SIVAKASI TK, VIRUDHUGAR. | TRNGL1 | Airtel | Tamil Nadu | GBT
IN-1126698 | Arulmigu Kalasalingam College Of Engineering. | 9.5772 | 77.6827 | Mr.K.Solaiyappan,Sf.No.516/A,Krishnan Koil,Kunnoor | KHKOL2 | Airtel | Tamil Nadu | GBT
IN-1061070 | Kodainachipuram | 9.2967 | 77.5563 | Existing Airtel MW repeater, No.2/70, Kovilpatti main road, Kodaichipuram, TNV dist. | KDNPM1 | Airtel | Tamil Nadu | GBT
IN-1060488 | Duraiswamy Puram | 9.4359 | 77.7172 | Mr.K.SUBAIAH, M.DURAISWAMYPURAM, MAMSAPURAM(PO), SIVAKASI(VIA), VIRUDHUGAR(DT). PH:9442939122 | DURAI1 | Airtel | Tamil Nadu | GBT
IN-1067195 | Sri Jayajyoti Mills Pvt Ltd | 9.4169 | 77.6322 | Ladies hostel block, Sri Jayajyoti mills pvt Ltd, Keelarajakularaman, R.Reddiyarpatti. Rajapalayam tk, Virudhugar dist | RJPMM1 | Airtel | Tamil Nadu | RT Pole
IN-1031645 | COTTONMKT | 9.4538 | 77.5548 | P. Markis, Door No.281, Tenkasi Road, Rajapalayam, Virudhunagar - 626 117. | 1129 | Vodafone | Tamil Nadu | RT Tower
IN-1030749 | NATHAMPATTI | 9.5978 | 77.7413 | Mr.K.Soundarapandian, 4/192, Sri Radha krishn rice mill, thampatti, virudhugar Dt , 99651-13746 | 598 | Vodafone | Tamil Nadu | GBT
IN-1030808 | ERICHANATHAM | 9.6313 | 77.8185 | R.Azagarsamy, Land behind AR Complex, 4/29, E.Pudupatti, Erichanatham, Sivakasi TK, Virudhunagara DT. Ph:948668121 | 1274 | Vodafone | Tamil Nadu | GBT
IN-1030950 | THAYALPATTI | 9.3773 | 77.7978 | Mr.Ramasamy, 4/321, West Street, Thayilpatti, Sivakasi Dt , Virudhunagar Dt - 94429 90405 | 526 | Vodafone | Tamil Nadu | GBT
IN-1031002 | REDDIYARPATTI_MDZ | 9.4298 | 78.2067 | R.Seetha lakshmi, W/o. R.V.Subramani, Lakshmipuram, M.Reddipatty, Aruppukottai, Viudhugar DT, 04566-284257 / 9444102724 | 1657 | Vodafone | Tamil Nadu | GBT
IN-1031003 | SUNCHAINATHAM | 9.467 | 78.1637 | Reddiyar Uravinmurai Dharma paraipala sabai, President Mr.S.Rangasamy, SF No: 13/7, Muthu ramalingapuram, Aruppukottai, Virudhugar - 626 105, 94427-49774 | 1656 | Vodafone | Tamil Nadu | GBT
IN-1031096 | PALVANATHAM | 9.5509 | 78.0077 | R.Manimekalai, 4/651, Palavatham, Aruppukottai TK, Virudhugar | 1658 | Vodafone | Tamil Nadu | GBT
IN-1031512 | VIRUDHUNAGAR | 9.5881 | 77.9539 | CSC Computer Centre, Katcheri Road, Near Bus Stand, Virudhu gar. | 1101 | Vodafone | Tamil Nadu | RT Tower
IN-1031617 | NANDAVANST | 9.5758 | 77.9625 | PaMuthiah dar KalyaMandapam,ndhavam Street,Aruppukottai road,Virudhugar | 1116 | Vodafone | Tamil Nadu | RT Tower
IN-1059205 | Panthalgudi | 9.3943 | 78.1055 | Mr. Sangarappan, Ex- J C O, Jai Jawan Illam, Land Near Bsnl Tower, Gangayyakan Patti, Padalgudi-626113, 04566-261387,9443570826 | PTGDI1 | Airtel | Tamil Nadu | GBT
IN-1059300 | Tayilupatti | 9.3781 | 77.7986 | P.Ramasamy, Sf No: 285/6, Kattim Seval Street, Thayilpatti, Sivakasi Tk, Virudhugar - 626128 / 04562-285268 / 98432-22671 | TAYIL1 | Airtel | Tamil Nadu | GBT
IN-1059838 | Nathampatti | 9.5978 | 77.7414 | Mr.K.Soundarapandiyan,Sf.No.6/1A1,No.4/192,Shri Radha Krishnan Roce Mill,Nathampatty Chatiram Post,Kunnur Via,Srivallipudur Taluk,Virudhunagar Dist-8 | NTPTT1 | Airtel | Tamil Nadu | GBT
IN-1059847 | ALAGAPURI | 9.335 | 78.0851 | MR.TARAJ DAR,SF.NO.875/4,ALAGAPURI,METTALPATTI POST,ETTAYAPURAM TALUK,TUTICORIN DIST.-2.PH:04638-293571 | ALGPR1 | Airtel | Tamil Nadu | GBT
IN-1059853 | Ettainaickenpatti | 9.4935 | 77.9403 | MR.M.SENTHIL KUMAR,SF.NO.57/7.OLD NO.205,NEW NO.321A,ETTAIICKENPATTI,PATIMPUDUR POST,VIRUTHUGAR DIST-626003.PH.NO.94428-39245,04562-697810. | ENNPT1 | Airtel | Tamil Nadu | GBT
IN-1059866 | Valvanki | 9.4439 | 78.1001 | Mr.A.Manru,Manru street company,Valvanki,Chettikurachi(post),Aruppukottai(TK),Virudhgar(DT) Ph:04566-222938 | VLVKI1 | Airtel | Tamil Nadu | GBT
IN-1059883 | Kooraikundu | 9.5511 | 77.9573 | MR. V. LAKSHMANAN, NO.111/4A, NO.1/77, KOORAIKUNDU, SOLAIKARAI POST, VIRUDHUNAGAR DIST - 626001 PH: 9444878018 | KKNDU1 | Airtel | Tamil Nadu | GBT
IN-1059914 | Ramanujapuaram | 9.5621 | 78.089 | MR.S.ALAGARSWAMI, S.NO.166/8, NO.2/102, RAMANUJAPURAM, KOVILANGULAM POST, ARUPPUKOTTAI-TK, VIRUDHUGAR DIST - 626 107 | RAMUJ1 | Airtel | Tamil Nadu | GBT
IN-1060162 | PALAVANATHAM | 9.5336 | 78.0064 | MR.R.NAGARAJAN,SF.NO.99/1,AMBURAKAR STREET,THERKKUPATTY,PAALAYA NATHAM,ARUPPUKOTTAI TALUK,VIRDHUNAGAR DIST-626 004.PH-94860 27888 | PLNTM1 | Airtel | Tamil Nadu | GBT
IN-1060167 | Bommakottai | 9.4544 | 78.1749 | MR.O.S.A.S.ALAGARSAMY,S/O.O.S.A.SUNDARRAJ,SF.NO.59/1,BOMMAKOTTAI,K.KARISALKULAM,ARUPPUKOTTAI TALUK,VIRDUGAR DIST.-626 106.PH:9443396699 | BMKTI1 | Airtel | Tamil Nadu | GBT
IN-1060169 | Mandapa Salai | 9.4231 | 78.2199 | MR.P.ELANGOVAN,S/O.PANDIAN/MRS.K.MUTHULAKSHMI,W/O.KADAL RAJ,SF.NO.100/7,8,11,NO12/1,MANDAPASALAI,ARAPPUKOTTAI TALUK,VIRDHU NAGAR DIST.-626 118.PH:94435 70060 | MNDSL1 | Airtel | Tamil Nadu | GBT
IN-1060826 | Indian Food Park | 9.535 | 78.0404 | AYYAMPERUMAL DAR & SONS.P LTD., A.V.SARAVAN, SF NO.572/3 572/5 & 577/1 INSTITUTE OF INDIAN FOOD PARD, VIRUDHUGAR TO ARUPUKOTTAI MAIN ROAD, PALAVATHAM, VIRUDHUGAR DIST. 626 004 PH:9443347561 | INDPK1 | Airtel | Tamil Nadu | GBT
IN-1061046 | Virudu Nagar | 9.5756 | 77.9625 | Chandra Land, Sankara Narayanapuram Street, Ts No58/3, Kamaraj Bypass Road, Allampatti, Virudunagar. | VNGR5 | Airtel | Tamil Nadu | GBT
IN-1061209 | Sree Ayyanar Spinning Mills | 9.5957 | 78.0404 | M/S.SREE AYYAR SPINNING AND WEAVING MILLS LTD., MILL PREMISES, MALLANGIR, NEAR VIRUDHUGAR - 626 109. PH: 04566 - 288522/288222. | VNGRM1 | Airtel | Tamil Nadu | RT Pole
IN-1061274 | Arupukottai1 | 9.5072 | 78.0967 | Rjs Complex,310-Thiruchuli Rd, Aruppukottai | APKT1 | Airtel | Tamil Nadu | RT Tower
IN-1061275 | Arupukottai2 | 9.5167 | 78.0944 | Dharma Land Marks,Madurai Road, Aruppukottai | APKT2 | Airtel | Tamil Nadu | RT Tower
IN-1061276 | Arupukottai3 | 9.4977 | 78.1355 | Ramalinga Complex Opp Toramalinga Mills,(Near Bus Stand)Thiruchili Main Road.Aruppakottai | APKT3 | Airtel | Tamil Nadu | RT Tower
IN-1061277 | Arupukottai4 | 9.5104 | 78.0941 | M/S Balasamy Reddiyar Store,60 Periya Bazar St.Aruppukottai,Ph-220724 | APKT4 | Airtel | Tamil Nadu | RT Tower
IN-1061978 | Virudu Nagar | 9.5803 | 77.9531 | Dhanabalan Building, 62/7, Municipal Office Road, Virudunagar | VNGR3 | Airtel | Tamil Nadu | RT Tower
IN-1061979 | Virudu Nagar | 9.587 | 77.9514 | Mr.Jayakumar,Manager,Dr.Laisander Hospital,Shanmugan St,Virudhunagar.Ph-268732 | VNGR6 | Airtel | Tamil Nadu | RT Tower
IN-1061980 | Virudu Nagar | 9.54 | 77.9449 | Ashwarya Mahal,Soolakarai Medu,Virudhunagar.Contact Person Mr.Raja.Ph-9842903059,9443722458 | VNGR7 | Airtel | Tamil Nadu | RT Tower
IN-1062243 | Palayampatti | 9.5392 | 78.0986 | Mr.S.Natraj, S.F.No.-14/775,14/776,14/777,14/780, Natraj Subbulakshmi Kalyana Mandapam,No.55/1, Madurai Main Road, Palayampatti, Aruppukottai Taluk, Virudhunagar Dist.-626 112. Ph:04566-222212/98421-71476 | PLYPT1 | Airtel | Tamil Nadu | RT Tower
IN-1062557 | Kumaranpudu THERU | 9.5112 | 78.0902 | MR.M.AYYANAR,S/O.MAHALINGAM,S.NO.217/614,NO.26,KUMARANNEW STREET,ARUPPUKOTTAI,VIRUDHU NAGAR DIST-626101.PH:9842172314 | APKT6 | Airtel | Tamil Nadu | RT Tower
IN-1062692 | Shokkalingapuram | 9.5113 | 78.1022 | MR.S.SANKARALINGAM,S/O.SANKARALINGAM,1A(4),JEVAGARSANGAMEASTST,SHOKKALINGAPURAM,ARUPPOKOTTAI,VIRUDHU NAGAR-626101 | APKT5 | Airtel | Tamil Nadu | GBT
IN-1069242 | PARALACHI | 9.3417 | 78.2706 | Gurumurthy, Melayur, Paralachi, Aruppukottai taluk, Virudhunagar Dist, Ph : 9443445359 | 2988 | Vodafone | Tamil Nadu | GBT
IN-1069245 | VEERACHOLAN | 9.5462 | 78.3608 | M.SENTHILKUMAR, S/O MUNIANDI,PAPANGLAM,VEERACHOLAN POST,VIRUDUGAR DT.PH:9943338180 | 2996 | Vodafone | Tamil Nadu | GBT
IN-1070334 | COLLECTRATE | 9.5509 | 77.9453 | S. Kamalathan, S/o. Soundarraj idu, M. Alagapuri, Meesaloor post, Virudhugar Dist. | 1654 | Vodafone | Tamil Nadu | GBT
IN-1070674 | KULLURSANDHAI | 9.5426 | 77.9785 | Kasiraman, Kullur Santhai post, Aruppukottai Taluk, Virudhuagar Dist. 626053. | 2741 | Vodafone | Tamil Nadu | GBT
IN-1082577 | THIMMANATHAPURAM | 9.2515 | 78.3191 | G.vakal, SF No: 363/1, Muthirulandipuram, Thimmathapuram Village, TVS puram post, Kamuthi TK, Ramathapuram dt-623115,9486206382 | 5573 | Vodafone | Tamil Nadu | GBT
IN-1083297 | GOLWARPATTY | 9.4019 | 77.9694 | Mr.dhanesh,s/o:-peamal,elusembon Village,kanjanur Post,villupuram | GWPTY1 | Airtel | Tamil Nadu | GBT
IN-1083311 | KUPPANAMPATTY | 9.4914 | 77.9703 | G.RATHIVEL,& murugasen NO:4/32 KILAKKU STREET | KPNPT1 | Airtel | Tamil Nadu | GBT
IN-1086063 | Deyvendri | 9.4767 | 77.6401 | Mr.T.Ramamoorthi,Keelapotal Patti,Im Karosal Kulam Post,Sriviliputhur Taluk,Virudhugar Dist-Ph-98652 98408/0456 3296310 | DYNDR1 | Airtel | Tamil Nadu | GBT
IN-1086093 | Kotaipatti | 9.3315 | 77.8002 | Mr.M.Bangarusamy idu, S/O.Muthusamy idu, Survey No;215/1A, Situated At Paiyadi Patti Village, Sivakasi Taluk, Virudhugar District , Ph No:9943955086 | KTPTI1 | Airtel | Tamil Nadu | GBT
IN-1086101 | Mangalam | 9.5674 | 77.7566 | MR.S.THIRAKARAJ NADAR,S.NO.826/2B1,MANGALAM VILLAGE,SIVAKASI TK,VIRUDHUNAGAR DIST-PH-99768 35831 | MANAM1 | Airtel | Tamil Nadu | GBT
IN-1086104 | Meenaxipuram | 9.4845 | 78.0573 | Pounthaai, 2/302, Meeshipuram, Aruppukottai(Tk), Virudhugar(Dt). Ph:9486663976 | MENAK1 | Airtel | Tamil Nadu | GBT
IN-1100162 | Ramaswamipuram | 9.4753 | 77.956 | OPEN LAND OF Mr.SOLAIMALAR,RAMASWAMI PURAM,THULUKKAPATTI POST,SATTUR TK,VIRUDUGAR. PH:9788143504 | RMSPM1 | Airtel | Tamil Nadu | GBT
IN-1100169 | EDIRKOTTAI | 9.3807 | 77.7275 | M/S,MUTHUKARUPAYAMMAL,W/FSivagurusami daver,1/5,Eadherkotti puram,Thambakotti via SIVAKASHI T.K VIRUTHUGER D.T 626131 | 3909 | Vodafone | Tamil Nadu | GBT
IN-1100173 | Banduvarpatti | 9.3284 | 77.8498 | A.POUNRAJ, S/O.ANNAMALAI NADAR, 1/105, WEST STREET, PANDHUVARPATTI, PUDHU SADHURANGAGUDI(PO), SATHUR(TK), VIRUDHUNAGAR. PH:9344070774 | BNDPT1 | Airtel | Tamil Nadu | GBT
IN-1106695 | SENNALKUDI | 9.5076 | 77.9896 | OPEN LAND OF Mr.R INDRAVEL,S/O AYAPPA THEVAR,5/121,SENLKUDI,VIRUDUGAR TK,VIRUDUGAR.9943498622 | SLNKD1 | Airtel | Tamil Nadu | GBT
IN-1106698 | KOPPUCHITHAMPATTI | 9.4079 | 78.1544 | SUBHURAJ, KOBBUCHITHANPATTI, ARUPPUKOTTAI(TK), VIRUDHUGAR(DT). PH:04566261820 | KPTPT1 | Airtel | Tamil Nadu | GBT
IN-1106702 | AMANAKUNATHAM | 9.4557 | 78.05 | MR.K.AZHAGAMMAL,S/O.M.KOODAL ICKER,SF.NO.567/5B2,AAMAKKUTHAMVILLAGE, ARUPPUKOTTAI TALUK,VIRUDHUGAR DIST-PH-04566 268217 | AMNKM1 | Airtel | Tamil Nadu | GBT
IN-1109866 | SEVALPATTI | 9.1831 | 77.4344 | I.Kalimuthu, S/o.Iyasami, Sevalpatti, Sivakasi to Sankarankoil Main Road, Sathur(tk), Virudhugar(dt). Ph:9487053488 | SLPTI1 | Airtel | Tamil Nadu | GBT
IN-1111701 | T.Punaivasal | 9.5185 | 78.3988 | Mr. A. SakthiveL, s/o Andi,1/79-Middle street, Puvasal post, Kamuthi taluk, Ramathapuram district-623601, Ph - 9486260178? (Option 40m from the Water Tank(9.51894,78.39896) in 180 Degree. | PNSVL1 | Airtel | Tamil Nadu | GBT
IN-1112476 | ULAKKUDI | 9.6306 | 78.308 | MR. G. SELVAM? S/O GANESHAN ,VILL./POST- ULAKKUDI, TALUKA-TIRUCHULI ,District-VIRUDUGAR , PIN-626106 .Ph: 09443095237 | ULKDI1 | Airtel | Tamil Nadu | GBT
IN-1112490 | Varaganur | 9.273 | 77.727 | Mr.P.Vellaisamy,S/o-Pillaiyar Kor,N0-4/142,South,Sankaran Kovil (Tk), Thirunelveli (Dt), | VGNAR1 | Airtel | Tamil Nadu | GBT
IN-1112508 | T.VELANGUDI | 9.6087 | 78.3752 | MR. R. MUTHUKRISH ARCHEHAR S/O RANGAINGER ,VILL,SATHYAMOORTHY S/O MUTHUKRISHN ARCHEHAR, T.VELANG | TVNGD1 | Airtel | Tamil Nadu | GBT
IN-1112545 | MEENAKKULAM | 9.5161 | 78.3628 | MR. V. P. MUTHAIYA ,VILL.-MIKKULAM ,POST-ELAVANOOR , TALUKA-TIRUCHULI ,DISTRICT-VIRUDHUGAR , PIN-630610 .PH: 09442717138 | MNKKM1 | Airtel | Tamil Nadu | GBT
IN-1112894 | MAHARAJAPURAM | 9.3933 | 77.3953 | MR.S.KUMARESAN, S/o.P.SUBBAIAH, S.NO230/1L AND 230/1M MAHARAJAPURAM VILLAGE, SIRUVILLIPUTHUR TALUK, VIRUDHUGAR DISTRICT, PH: 9840410398 | MRAJA1 | Airtel | Tamil Nadu | GBT
IN-1139141 | PERUNJALIPUDHUPATTI | 9.6021 | 78.1438 | D.RAJAMMAL, S/O DHANUSHKODI REDDIYAR, 3/80 P PUDHUPATTI, KALKURICHI(VIA), TRICHULI, VIRUDHUNAGAR DISTRICT, PH NO 9791448406 | 7068 | Vodafone | Tamil Nadu | GBT
IN-1113472 | THOPPALAKARAI | 9.3616 | 78.2386 | S.PONNUSAMY THEVAR, S/O SELLAIYA,MELATHERU, THOPPALAKARAI, PARALACHI VIA, ARUPUKOTTAI TK, VIRUDHUGAR-626114 PH-994365318 | THPKR1 | Airtel | Tamil Nadu | GBT
IN-1116786 | Kangaraseval | 9.3517 | 77.7481 | GURUSAMY & RAJAGURU, KANGARSEVAL (PO), VEMBAKOTTAI (VIA), SIVAKASI (TK), VIRUDHUGAR (DT),PH:9786721420. (KALIMUTHU). | KNGSL1 | Airtel | Tamil Nadu | GBT
IN-1116788 | Ettakkapatti | 9.3787 | 77.7465 | P. Kariammal Alagarsamy, 3/15, West Street, Ettakapatti (Po), Sivakasi (Tk), Virudhunagar- 626131.Ph: 04562285737, 9344763143. | EKKPT1 | Airtel | Tamil Nadu | GBT
IN-1116799 | Pillayarkulam | 9.4502 | 77.6287 | SUBRAMANIYAN, PILLAIYARKOIL (PO), SRIVILLIPUDHUR (TK), VIRUDHUGAR.PH:9976535470. | PLYKM1 | Airtel | Tamil Nadu | GBT
IN-1117444 | Kanmaisurankudi | 9.305 | 77.8677 | M.Jeyram,S/O:Mariyappa Nayakar,K.Kanmay Surangudi,O.Mettupatti(Po),Sathur,Virudhu Nagar(Dt) Ph No-98944-59350 | KKMYS1 | Airtel | Tamil Nadu | GBT
IN-1117452 | Puliyuran | 9.5238 | 78.1489 | S.Grace Deptheepa, President, Puliyuran, Aruppukottai(Tk), Virudhunagar(Dt). Ph: 9442320412(Jeyasealan) | PLYRN1 | Airtel | Tamil Nadu | GBT
IN-1117453 | Pattakulam | 9.5412 | 77.6996 | OPEN LAND OF R TAMILARASI,W/O R RAMASAMY,PATTAKULAM,VILUPANUR POST,SRIVILLIPUDUR TK,VIRUDUGAR. 9442289094 | PTTKM1 | Airtel | Tamil Nadu | GBT
IN-1117454 | Kuppanapuram | 9.5542 | 77.7307 | OPEN LAND OF MUNIASAMY, S/O, ERULANDI, VIYAKAR KOVIL STREET,NORTH KUPPAPURAM,NEDUMKULAM POST,SIVAKASI TK,VIRUDUGAR. 9445189312 | KPPRM1 | Airtel | Tamil Nadu | GBT
IN-1117456 | Kattangudi | 9.559 | 78.1225 | GAMALIA, Trustee, DEVANGARTHERKKUTHERU, ARUPPUKOTTAI(TK), VIRUDHUGAR(DT). PH:9360554724 | KTGUD1 | Airtel | Tamil Nadu | GBT
IN-1122823 | Kundayiruppu | 9.3615 | 77.7228 | MR.S.SEENI IDU,SF.NO.70/3LAND NEAR PANCHAYAT OFFICE,KUNDAYIRUPPU,SIVAKASI TALUK,VEMBAKOTTAI VIA.,VIRDHUGAR DIST.-626131.PH:99421 57123 | KUNDA1 | Airtel | Tamil Nadu | GBT
IN-1123756 | PERIYAMANAKULAM | 9.3352 | 78.3047 | MR.A.SOLAI S/o..MR.ANMALAI S.NO.446/7 MUSHTAKKURUCHI VILLAGE KAMUTHI SUB-DISTRICT AND TALUK, RAMAD REG DISTRICT :9047889495 | PYMNM1 | Airtel | Tamil Nadu | GBT
IN-1123758 | THELI | 9.6439 | 78.3826 | ROHINI AMMAL W/O APPASAMY AND 5 OTHERS,THELI, CHIALLAMMANUR PO, THIRUCHULI TK, VIRUDUGAR DT PH-9842167167 | THELI1 | Airtel | Tamil Nadu | GBT
IN-1127895 | KOTTAIYUR | 9.646 | 77.7014 | MS.LLATHANGAL,5/97 EAST STREET,KOTTAIYUR(PO),VIRUTHUGAR(DIST),MOB-9894793102 | 3317 | Vodafone | Tamil Nadu | GBT
IN-1127930 | ARUPPUKOTTAI VD | 9.4989 | 78.1219 | MR.RAJA RATHINAM, SRI MEENAKSHI INDUSTRIES,ARTHIPATTI,TRISULI MAIN ROAD,ARUPUKOTTAI,MOB-9842126368 | 4095 | Vodafone | Tamil Nadu | GBT
IN-1129770 | VILLAMARATHU PATTI | 9.3221 | 77.7771 | Mr. paramasivam Agraharam Street Vempakottai Sivakasi Taluk Virudhugar - 626131M : 9443417028 | 4142 | Vodafone | Tamil Nadu | GBT
IN-1129779 | THEPPAMTHERUKUBAZAR | 9.5717 | 77.951 | Mr. P S Thiraviam S/o.Singarayar D D K Road Under the Bridge Viruthugar Taluk & District Pin : 626 001 M : 9245498737 | 4127 | Vodafone | Tamil Nadu | GBT
IN-1129780 | PULLALAKOTTAI ROAD | 9.5967 | 77.9471 | A.V.Rajendran,S/o,A.Veluudayar,157/6,Veluudayar Colony,Trichy Road,Keeranur Post,Kulathur Taluk,Pudukottai-622502,Ph-94431-63475,04339-262375 | 4126 | Vodafone | Tamil Nadu | RT Tower
IN-1130103 | MADAVARKULAM | 9.4979 | 77.6262 | Mr. Sivaguruthan S/o. Esakki pillai Madavaram villagam Srivelliputhu Viruthugar District - 626125 M : 9789790995 | 4167 | Vodafone | Tamil Nadu | GBT
IN-1030735 | M.PULIYANKULAM | 9.5625 | 78.2583 | Mr.Veerusamy, S/O.Vellaisamy M.Puliakulam Panchayat, Anikanenthal, Thiruchuli, Virudhugar Dt , 93458-11092 | 312 | Vodafone | Tamil Nadu | GBT
IN-1126168 | Kunnur | 9.5897 | 77.7015 | Mrs.Petchiammal,W/o-Subbaih,1/209,Pudur road,Kunnur post,Srivilliputhur taluk,Virudhugar dist-626138,PH:-9894247208,9943226885,04563-293097,LM:-Option beside the owner new building underconstruction. | KUNUR1 | Airtel | Tamil Nadu | GBT
IN-1126179 | Nalla Manaickenpatti | 9.3825 | 77.5858 | Mr.C.Ravi,S/o-R.Chwsamy,llaickenpatti post,Chatrapatty via,Rajapalayam taluk,Virudhugar district,PH:-9486513122,LM:-Option land is L in shape whose father is a doctor in same village | NALAN1 | Airtel | Tamil Nadu | GBT
IN-1113468 | VEDANATHAM | 9.46 | 78.2307 | MR. A. BALAKRISHAN S/O ARUMUGAM SAMY ,VILL./POST | VNTHM1 | Airtel | Tamil Nadu | GBT
IN-1129771 | PALLAPATTI ROAD | 9.4744 | 77.8125 | Mr. A Kaliappan, S/o. Arulappan, No.1/305, North Street, Pallapatti, Sivakasi Post, Virudhugar - 626 130, M : 9865145113 | 4141 | Vodafone | Tamil Nadu | GBT
IN-1235623 | THUMMCHINNAPATTI | 9.3984 | 78.2242 | M.JEYARAMAN, S/O MARIAPPATHEVAR, THUMMICHINNAMPATTI, VIRUDHUNAGAR-626118 PH NO 09442055784 | 7104 | Vodafone | Tamil Nadu | GBT
IN-1231908 | PERUMALPATTI | 9.3457 | 77.5434 | ASAIKANI DAR, KADAKARAIDAR, PERUMALPATTI, SANKARANKOVIL TALUK, THIRUNELVELI. PH NO 09488053252 | 7123 | Vodafone | Tamil Nadu | GBT
IN-1112543 | KARENDHAL | 9.5417 | 78.2395 | A.Mohamad Shareef s/o Abdullah, 31/380, Survey No.17/11, Karendal, Thiruchuli PO, Arupukkotai TK, Virudhunagar DT-626129 | KREDL1 | Airtel | Tamil Nadu | GBT
IN-1120404 | VIYALANMEDU | 10.8032 | 78.5738 | V.VEERASAMY ICKER, S/O.VEERAPPA ICKAR, 3/47,VALLAMPATTI,MANEYERIPATTI POST,SIVAGASI (TK) VIRUDHUGAR 626201, PH:99941-31631 | 4153 | Vodafone | Tamil Nadu | GBT
IN-1117449 | Valayapatti | 9.4546 | 77.9792 | Open Land Of Mr.S Chinnakkalai,S/O Sankaralingam,Valayapatti,Kottur Post,Virudunagar Tk,Virudunagar.04562290561 | VYPTI1 | Airtel | Tamil Nadu | GBT
IN-1137624 | SHUNMUGAM ROAD | 9.4528 | 77.791 | Mr.G.Sankar Raj, S/o.Guru Seronmani, ' Mani Super market, Door no: 19B, Chairman A.Shunmugam road, Sivakasi, Virudhugar Dt - 626 123, 04562-226327, 99444-03327 | 2538 | Vodafone | Tamil Nadu | RT Tower
IN-1139325 | SUBRAMANIYAPURAM | 9.3685 | 77.8362 | Mr.S.Srinivasan SF.no 311/1, 315/1,. Middle Street, Subramaninyapuram (post) hayalpatti via sivakasi tk, virudhugar ph:9952870631 | 7081 | Vodafone | Tamil Nadu | GBT
IN-1241845 | Lakshmipuram | 9.352 | 77.6912 | MR.SELLASAMY,SF NO.544/3A, 3/163/3-A.LAKSHMIPURAM,TAMILNADU CEMENTS,ALANGULAM,SIVAKASI(TK), VIRDHUNAGAR(DT) -626127 , PH:9942517733 | LKMPM1 | Airtel | Tamil Nadu | GBT
IN-1127774 | Sivakasi | 9.4458 | 77.8019 | E.Sudalaimuthu, Muthu Arcade, 12-C, Gandhi road, Behind Bus stand, Sivakasi - 626123, 9842384062, 04562-274062 | SVKI18 | Airtel | Tamil Nadu | RT Tower
IN-1130077 | Puliangudi | 9.1775 | 77.3951 | Mr.M.M. Ghowmy, S/o, Mohideen, No:100, Valayar Urani Street, Puliangudi Post, Sankaran Koil TK, Tirunelveli-627 855/ 04636-233186/98426-11396 | PKGD5 | Airtel | Tamil Nadu | RT Tower
IN-1245791 | Manthithoppu | 9.1488 | 77.8567 | Mr.T.Iruthayaraj, S/o.Thalavai madasamy, Resurvey no:91/11, manthithoppu village, kovil patti tk, Tuticorin DT, | 7811 | Vodafone | Tamil Nadu | GBT
IN-1246372 | Sivanthakulam RD | 8.7979 | 78.1479 | Mr.A.Danasekaran S/o.Alagesa Nadar, S.F.No.339/1A1, 1A2,2 & 338/2 Block No.1, D.No.1, Town Survey Ward 2, Sumangali Marriage Hall, Sivantha Kulam Road, Tuticorin.628102.Ph.99441-60000. | TUT55 | Airtel | Tamil Nadu | RT Tower
IN-1251776 | KADAYANALLUR | 9.0828 | 77.3538 | A.Masood, S/o.Mr.Abdul kadar, SF No:130/5, Sindha madhrar palli vasal street, railway station road, kadaiyanallur, Tenkasi TK, Tirunelveli-627751, | KDNLR1 | Airtel | Tamil Nadu | GBT
IN-1247029 | VDN Old Bus Stand | 9.5908 | 77.9515 | Mr.S.R.Dhinakara Bose, S/o.P.S.Rajarathinam, SF No:597/1, pullalakottai road, Shriram furniture building, virudhunagar old bus stand, virudhunagar DT, | VNGR12 | Airtel | Tamil Nadu | RT Tower
IN-1252578 | Karkudi | 8.9826 | 77.2105 | Mr.K.Veerapandiyan, S/o.Karupiah, S.F.No.342/8B, Pillayar Koil Street, Karkudi Village, Sengkottai TK, Tirunelveli District.627 813. | KRKUD1 | Airtel | Tamil Nadu | GBT
IN-1252641 | Oormelalagiyan | 9.0219 | 77.3594 | Mr.S.Muthusamy S/o.Sokkalinga Naickar, S.F.No.142/1 Oormelalagiyan Village, Thenkasi TK, Tirunelveli District.627 852. | ORMGN1 | Airtel | Tamil Nadu | GBT
IN-1252797 | Karuvantha | 8.9643 | 77.4916 | Mr.S.Krishnan, S/o.Mr.Late sudalaikasi nadar, SF No:67/11, 67/12, karuvantha village, Tirunelveli DT-627860, 99659-84183, 9865283341(Chinnathambi). | KRVTA1 | Airtel | Tamil Nadu | GBT
IN-1251172 | Sadayampatti | 9.3315 | 77.9199 | Mrs.A.Sadaichiammal, W/o.Alagarsamy, SF No:351/3, saathur village, saathur tk, Virudhunagar DT-626203, | SDPYT1 | Airtel | Tamil Nadu | GBT
IN-1248477 | Kootampuli | 8.7234 | 78.0634 | Mr.J.Gunasingh, S/o.Yosuva, SF No:503/1A, kumaragiri @ pudukottai village, Tuticorin tk and DT-628103, | KUTPL1 | Airtel | Tamil Nadu | GBT
IN-1252642 | Velayuthapuram | 9.1141 | 77.7069 | Mr.P.Jeyaraman, s/o Palreddiyar, No.192, West Street, Velayuthapuram & P.O., Kalugumalai Via., Kovilpatti Tal., Thoothukkudi Dist.- 628552. Ph:-9943852932, 04632-252054. | VLYRM1 | Airtel | Tamil Nadu | GBT
IN-1252787 | Kudiyiruppu | 8.941 | 77.2875 | Mrs.Malika Chelladurai, W/o.Chelladurai, S.F.No.184/2, Melagaram Village,Tenkasi TK, Tirunelveli District.627802. Ph:- 04633- 283726, | KDYPU1 | Airtel | Tamil Nadu | GBT
IN-1250635 | VETTAIKARAN KULAM | 8.9428 | 77.3296 | Mr.M.Venkatesan, S/o.S.Muthukumarasamy Thevar, S.F.No.78/1A, Gunaramanallur Village, Tenkasi TK, Tirunelveli District. 627 814. | VTRLM1 | Airtel | Tamil Nadu | GBT
IN-1252835 | SEVATHAYAPURAM | 8.6831 | 78.0454 | Mr.P.Rajan, P.Rajkumar, S/o.Ponnadar, SF No:321/1A, Sayarpuram village, Srivaikundam TK, Thoothukudi DT-628251, | STHRM1 | Airtel | Tamil Nadu | GBT
IN-1251173 | VDNR Bypass | 9.5822 | 77.9441 | Mr.A.Viswasam, s/o T.V.Antony Muthu, No.8/1183/2, Oil mill, Sivakasi Road, Virudhunagar Dist.-626001.Ph:- 98431-51088, | VNGR13 | Airtel | Tamil Nadu | GBT
IN-1254286 | Agarakattu | 8.999 | 77.3309 | MRs.M.Kalaiarasi, W/o.Mr.P.Mani, SF No:249/1, ayikudi village, Agarakattu, Tenkasi tk, tirunelveli dt, 9944220946 | AGKTU1 | Airtel | Tamil Nadu | GBT
IN-1253040 | Kodikurichi | 9.0121 | 77.3109 | Mr.V.Mookiah, S/o.Mr.Valli nayaka thevar, SF No:358/2, kodikurichi, idaikal post, tenkasi tk, Tirunelveli DT-627804, 94430-26615 | KDKCI1 | Airtel | Tamil Nadu | GBT
IN-1252575 | Kanakkupillaivalasai | 9.0015 | 77.2729 | Mr.G.Ponnaivannan, S/o.Mr.Ganapathy Thevar, SF No:37/1, panguni road, Transform thottam, Kannakupillai valasu, Elathur post, Senkottai tk, Tirunelveli dT-627803, 9344961718, 93610-11325, 9486285994. | KPVLS1 | Airtel | Tamil Nadu | GBT
IN-1251170 | APKT Byepass | 9.4844 | 78.1008 | Mrs.S.Renuga devi, W/o.Srinivasan, Resurvey no:454/2B, Arupukottai villlage, Virudhunagar DT-626101, 767731116, 94874070825, | APKT9 | Airtel | Tamil Nadu | GBT
IN-1251175 | Keelavasal | 9.1466 | 78.0026 | Mrs.D.Puspham, w/o K.Durairaj, No.15A/2, Colony Street, Byepass Road,Keelavasal, Ettayapuram P.O. & Tal., Tuticorin Dist.- 628902. | ETPRM2 | Airtel | Tamil Nadu | GBT
IN-1252798 | Kasimejarpuram | 8.9439 | 77.2713 | Mr.S.Ladasanniyasi, S/o.Sudalaiandi Thevar,S.F.No.75/2 & 75/3, Courtailam Village, Tenkasi TK, Tirunelveli District.Ph.95854-44579. | KSJRM1 | Airtel | Tamil Nadu | GBT
IN-1116743 | Vteku Pudhur | 8.3885 | 77.6631 | PRANSIS, 197, VADAKUPUDHUR, RAYANPUDHUTHERU, ACHAMPADU (PO), TIRUNELVELI. PH:04637294282. | VKPUR1 | Airtel | Tamil Nadu | GBT
IN-1067988 | Vijayapathi | 8.1943 | 77.7526 | Mr.A.Santhiya,S/o-Anthoni mikel,Door no-72A,Malathru street, Vijayapathi,Radhapuram Taluk,Tirunelveli District,Pin-627104,PH:-9443327505,9443375171 | VJYPT1 | Airtel | Tamil Nadu | GBT
IN-1059586 | Vijayanarayanam | 8.4203 | 77.7887 | B. Sivakumar, Sf No. 3049/1A, Rdn Cycle Mart, Thirupparkadal, North Vijayanarayanam, Thirunelveli-627118, Ph: 94423 39833 (Acq By B. Sivakumar) | VIJAY1 | Airtel | Tamil Nadu | GBT
IN-1067849 | Vijay Achham Padu | 8.4049 | 77.8304 | MR.SK.PERUMAL,SF.NO.462/2C,NO.245,VIJAYARAYAM,NGUNERI TALUK,TIRUNELVELI DIST.-PH:9442770216. | VACHP1 | Airtel | Tamil Nadu | GBT
IN-1067992 | Venkatarapuram | 8.4475 | 77.8331 | MR.A.PANEERSELVAM,S/O.ARUMUGAM,SF.NO.196/17,MAIN ROAD,VENKATRAYAPURAM,SADAIYANERI,NGUNERI TALUK,THIRUNELVELI DIST.-627129.PH:94428-85902. | VKTPM1 | Airtel | Tamil Nadu | GBT
IN-1083157 | VELANPUDUKULAM | 8.4739 | 77.87 | P.ISSAKI MUTHU THEVAR,S/O PONPANDI THEVER,AMMAN KOVIL STREET, VILL.-VELANPUDUKULAM,POST | VNDKM1 | Airtel | Tamil Nadu | GBT
IN-1030605 | VALLIYUR | 8.3837 | 77.6148 | Mrs. Gawri, W/o Late Rath Vel, No 56, Radha Puram Road, Opp Govt Laibrary, Valliyur 627 117. Ph 9362621418 ( Contact person Mr. Arumugam ) | 1246 | Vodafone | Tamil Nadu | GBT
IN-1061971 | Valliyur | 8.3872 | 77.6092 | Csc Computer Software College Complex,Opp BusCsc Computer Software College Complex,Opp Bus Stand,Main Road,Valliyur | VLUR1 | Airtel | Tamil Nadu | RT Tower
IN-1060344 | Valliyoor | 8.381 | 77.6093 | JAYARAJAKANI, BACK SIDE OF SINGARAJA BUILDING MAIN ROAD, VALLIYOOR, KANYAKUMARI(DT). PH:04637223149 | VLUR3 | Airtel | Tamil Nadu | GBT
IN-1076942 | VADALIVILAI | 8.361 | 77.5785 | MR.FRANCIS, SURVEY NO:2027/8, SITUATED AT VADAKKU VALLIYOOR VILLAGE | VDLAI1 | Airtel | Tamil Nadu | GBT
IN-1110769 | UUTHAYATHUR | 8.2503 | 77.7227 | MR.P.MUTTHAMMAL, S.NO.665/8C AND 665/9A1A UDHAYATHOOR KASPA, UDAYATHOOR PO, RADHAPURAM TK, TIRUNELVELI DT, 627111. | UDYTR1 | Airtel | Tamil Nadu | GBT
IN-1081335 | UDAYATHOOR | 8.2462 | 77.7286 | GAPATHY KOR S/O CHUDALAI ANDI KOR UDAYATHOOR KEELUR ,RADHAPURAM(TK) THIRUNELVELI(DT),PH:9786921519 | 5626 | Vodafone | Tamil Nadu | GBT
IN-1067726 | Thoppuvilai | 8.2688 | 77.8024 | Mr.J.George,S/o-Jesue Mariyan,Door no-6/15,Kovil Street,Thoppuvilai,Usammankulam Post,Radhapuram Taluk,Tirunelveli District,Pin-627654,PH:-04637 276230 | TPVLI1 | Airtel | Tamil Nadu | GBT
IN-1030491 | THISAYANVILLAI | 8.335 | 77.8644 | P. Bakiyammal, S.F.No:12/1B, No:10, Vasakasalai Theru, Thizayan Vilai, Kamaraj Silai Near, Thirunelveli Dt-627657. | 1223 | Vodafone | Tamil Nadu | GBT
IN-1061913 | THISAYANVILLAI | 8.3355 | 77.8667 | Alaguvel Complex, Gandiji Road, Thisayanvilai Contact Person -Alaguvel Nadar | TSVL1 | Airtel | Tamil Nadu | RT Tower
IN-1059325 | Thirukarungiudi | 8.4341 | 77.5637 | Sanga Vallimanalan, Sf No: 1179/3, 248/2, Salai Street, Opp To Police Station, Thirukarungudi, Thirunelveli - 627115 / 04635-265620 / 04635-265209 | TKGDI1 | Airtel | Tamil Nadu | GBT
IN-1085545 | THERKUVALLIYUR | 8.354 | 77.5986 | Mr.Dhasingam, S/o.RAJAN, MAIN RD, SOUTH VALLIYUR JN, NELLAI(DT). PH:9443416648 | 4510 | Vodafone | Tamil Nadu | GBT
IN-1106905 | TENAVANERI | 8.4941 | 77.7311 | S.THANGADURAI, S/O.SAMUVEL DAR, THENVANERI, SHENBAGARAMALLUR(P.O), NGUNERI(VIA), NELLAI-627108. PH:-9344738915. | TENAV1 | Airtel | Tamil Nadu | GBT
IN-1116745 | Subramanyapuram | 8.4391 | 77.7213 | M.RAJAPANDI, S/O. MUTHAIAH DAR, SUBRAMANIAPURAM, MAPADI(PO), KARIAKULAM, NGUNERI(TK), TIRUNELVELI(DT). PH:04635254585 | SUBPM1 | Airtel | Tamil Nadu | GBT
IN-1083084 | Srivaramangaipuram | 8.5367 | 77.6456 | DOOR NO.-281,MELATHERU, VILL.-SRIVARAMANGAIPURAM,POST | SIVAR1 | Airtel | Tamil Nadu | GBT
IN-1031141 | SIRUMALJI | 8.4372 | 77.6405 | T.Ramadass, SF No: 597/19B, Near Airtel Tower, Thalapathi samuthiram, nguneri Tk, Tirunelveli - 627 101 / 04367-28711, 98654-12011 | 2152 | Vodafone | Tamil Nadu | GBT
IN-1059354 | Sirumalanji | 8.4374 | 77.6407 | Open Land Of Mr.T.Ramadoss, S/O. Thothathri, No.400/1, South Street, Thalapathi Samuthram Post, Sirumalanji, Vlliyur Way, Tirunelveli Dist, Ph-04637-287111 | SRMLJ1 | Airtel | Tamil Nadu | GBT
IN-1082232 | SINTHAMANI | 8.548 | 77.8133 | S.F.No.59 situated at Vadaku street, | CHINT1 | Airtel | Tamil Nadu | GBT
IN-1067395 | Seelathikulam | 8.3123 | 77.7115 | PACHIAMMAL, S/O. SANTHAKONER, S.F. NO. 506/1A2, MAIN MELATHERU, RADHAPURAM (TK), SEELATCHIKULAM, TIRUNELVELI. PH: 04637299632. | SLTKM1 | Airtel | Tamil Nadu | GBT
IN-1230555 | SAMATHANAPURAM | 8.4107 | 77.6245 | G.Rajaiah, SF No: 102/6, Church street, samathapuram, Nellakulam post, Thalapathi Samuthiram via, Tirunelveli - 627 101, 98429-45644, 97882-47524 | 4515 | Vodafone | Tamil Nadu | GBT
IN-1060334 | Salaiputhur | 8.4809 | 77.5612 | PONNUDURAI, DU SALAIPUDHUR, MAVADI, TIRUNELVELI. 04635265583 | SLPTR1 | Airtel | Tamil Nadu | GBT
IN-1030987 | S.RENGAPURAM | 8.3351 | 77.7013 | SEVATHAIYA GOUNDER, 35, Perumal koil street, RATHAPURAM(TK), SAMUGARENGAPURAM, TIRUNELVELI. PH:9486778384 | 2381 | Vodafone | Tamil Nadu | GBT
IN-1067249 | Rettankulam | 8.4895 | 77.8211 | MR.K.GANESHAN,S.NO.668/2A1,MUNIJIPATTI VILLAGE-NGUNERI,THIRUNELVELI-PH-94428 01015 | RTNKM1 | Airtel | Tamil Nadu | GBT
IN-1067210 | Ramakrishnapuram | 8.4668 | 77.7922 | MR.S.VENKADASALAM,S.NO.952/18,RAMAKRISH PURAM VILLAGE,NGUNERI TALUK,THIRUNELVELI-PH-0462 2330060 | RMKPM1 | Airtel | Tamil Nadu | GBT
IN-1031889 | RAJADENTALCGE | 8.2756 | 77.5643 | S.A.R Joy Raja,Raja Dental Hospital,Vadakkankulam. | 1175 | Vodafone | Tamil Nadu | RT Tower
IN-1097498 | PUTHUKULAM | 8.4291 | 77.8777 | 3/1, Pudhukulam(T.K.), | PDUKM1 | Airtel | Tamil Nadu | GBT
IN-1092722 | PULIYANKURICHI | 8.4558 | 77.588 | Mr.Ramalingam, Survey No:2027/8, Situated At Vadakku Valliyoor Village | plykh1 | Airtel | Tamil Nadu | GBT
IN-1067059 | Pettaikulam | 8.3127 | 77.8264 | Mr. V.Meeran,S/o-Abadul Kader,Door no-8/232,Radhapuram Main Road,Pettaikulam,Radhapuram Taluk,Tirunelveli District-627105,PH:-954637272467 | PTKLM1 | Airtel | Tamil Nadu | GBT
IN-1059579 | Perungudi | 8.2742 | 77.6051 | S.vamani, Sf No. 572/1, 572/2, No 1983-C, Perungudi Road, Vadakkankulam Post, Thirunelveli - 627117 (B.Sivakumar - 98947 0006) | PRNGD1 | Airtel | Tamil Nadu | GBT
IN-1067020 | Perumal Nagar | 8.4593 | 77.6872 | S.NO.187/32,KARANKADU VILLAGE,NGUNERI TALUK,THIRUNELVELI-PH-98945 96254 | PRMGR1 | Airtel | Tamil Nadu | GBT
IN-1059782 | Pazhavoor | 8.2069 | 77.5769 | Mr.S.Vaithiyathan,Sf.No.638/1D,1D4,No.12,Opp.To Govt.Hospital,Pazhavoor,South Karungulam Via.,Thirunelveli Dist.-627 121.Ph:94434-49653 | PZVOR1 | Airtel | Tamil Nadu | GBT
IN-1082910 | PARUTHIPADU | 8.5936 | 77.7788 | NO.-24/22,EAST STREET, VILL.-PARUTHIPADI,POST | PARUP1 | Airtel | Tamil Nadu | GBT
IN-1060971 | Panakkudi | 8.3222 | 77.5785 | R.AYADAIAMMAL,PAGUDI | PNKD1 | Airtel | Tamil Nadu | GBT
IN-1030508 | PANAGUDI | 8.3214 | 77.5804 | B. Sankaralingam, Ild SF Nop 1406/2 Part, New SF No 2076/46, No 1, Kollambadai Street, Ward No 5, Town Panchayath, Pagudi, Tirunelveli Dt 627109 | 1221 | Vodafone | Tamil Nadu | GBT
IN-1030918 | NAVALADI | 8.2591 | 77.8285 | M.GANAPATHY NADAR, S.F.No. 127/1B1 Situated At Land Backside No.7/200, North Street, Navalady Post, Thisaiyan Vilai Taluk, Thirunelveli District - 627 657. | 1797 | Vodafone | Tamil Nadu | GBT
IN-1060938 | Nanguneri | 8.4895 | 77.6611 | Esaki Muthu Thevar Agri Culture Land Land,21,Maruthuva Theru Nanguneri(Near Uchi Mahali Temple) | NANG1 | Airtel | Tamil Nadu | GBT
IN-1116748 | Muninjipatti | 8.5184 | 77.7993 | SELLAMMAL, 2/66/87, DURGAI AMMAN KOVIL STREET, MURUNCHIPATTI, NKUNERI(TK), TIRUNELVELI DT. PH:04635258122, | MUNNA1 | Airtel | Tamil Nadu | GBT
IN-1059604 | Moolakaraipatti | 8.5456 | 77.7688 | Mr.L.Paramasivam Chettiyar, S.F.No.-2565/37, New S.F.No.-2211/1C, Swami Paramasivam Koil Street, Moolakaraipatti, Nanguneri Taluk, Thirunelveli-627 354. Ph:04635-258481(Durai - 98402 13887) | MLKPT1 | Airtel | Tamil Nadu | GBT
IN-1126563 | Mittaparkulam | 8.3503 | 77.7736 | MRS.ELISEMARY, W/o.A.SEBASTIAN,S.NO.484/20 MITTATHARKULAM, KOTTAIKARUNGULAM TIRUNELVELI AND POST, SHANMUGARENGAPURAM (VIA), RADHAPURAM TALUK, TRUNELVELI DISTRICT PH : 9842520133 | MTKLM1 | Airtel | Tamil Nadu | GBT
IN-1100179 | Melakadu Vetti | 8.5693 | 77.6191 | SUDALAIMUTHU, MELAKADUVETTI, KEELAKADUVETTI(PO), NANGUNERI(TK), TIRUNELVELI. 627152. | MLKVT1 | Airtel | Tamil Nadu | GBT
IN-1086108 | Mannarpuram | 8.3684 | 77.8099 | RAJENDRAN, MANNARPURAM, SOUTH STREET, THISAIYAVILAI(VIA), TIRUNELVELI. 627657. PH:04637278403, 9943118166 | MNRPM1 | Airtel | Tamil Nadu | GBT
IN-1060325 | Manjualvilai | 8.5417 | 77.5364 | M.RASAIAH NADAR, 64-C NORTH STREET, MANJUVILLAI, NANGUNERI, TIRUNELVELI .PH:9943870446 | MANJU1 | Airtel | Tamil Nadu | GBT
IN-1116686 | KUMARAPURAM2 | 8.2433 | 77.5697 | Mr.Muthaiya, Kumarapuram, Aralvaipost, Kanyakumari dist | 4509 | Vodafone | Tamil Nadu | GBT
IN-1074406 | Kumarapuram | 8.3414 | 77.8377 | Mr.V. Narayanan,Mr V.Kannan,S/o-Vaikunda Nadar,Door no-1/11A,Kumarapuram Kaspa,Kumarapuram,Radhapuram Taluk,Tirunelveli Dist.-627107,PH:-9965253850 | KMRPR1 | Airtel | Tamil Nadu | GBT
IN-1074567 | Kottai Karun Kulam | 8.3414 | 77.7367 | S.Kalayni sundari , W/o. Shanmuga Velayatham pillai, Thiruchendur Main Road, Kottai Karun kulam - 627 112, Tirunelveli Dt, 04637 - 286536, | KTKLM1 | Airtel | Tamil Nadu | GBT
IN-1129208 | Koodankulam North | 8.197 | 77.709 | Mr.P.S.P.Rathisamy, SF No: 420/2, No:2/28, North Street, Koodankulam, Thirunelvali - 627 106, 94433-43124 | 4092 | Vodafone | Tamil Nadu | GBT
IN-1030682 | KOODANKULAM | 8.193 | 77.7069 | S. John Selvayagam,Sf No 940/2B, Panchayath Office, Pandian Grama Bank Compound, Koodankulam, Tirunelveli 627 106. Ph 94430 48646 | 1642 | Vodafone | Tamil Nadu | GBT
IN-1059127 | KOODANKULAM | 8.1654 | 77.6352 | T.Rajagopal, 11, 191A, Main Road, Anu Vijay Towership Opposite, Near Babha Gate, Tirunelveli / 04637-257290, 257295,257336 | KDKLM2 | Airtel | Tamil Nadu | GBT
IN-1074399 | Komilambadu | 8.3074 | 77.6394 | SUBRAMANI DEVAR, S/O. NEELAKANDAN,S.F.NO.493, THERKKTHERU, KUMUTHAMPATTI, RATHAPURAM (TK), TIRUNELVELI - 627131.PH: 9345638872. | KMLBD1 | Airtel | Tamil Nadu | GBT
IN-1062380 | KAVALKINARU | 8.2737 | 77.5658 | The Chairman,M/S.Rajas Dental College & Hospital,Sf.No.1966/1A,P.G.Hostel Building,Thirurajapuram,Kavakinaru Junction,Thirunelveli Dist.-627 105.Ph:94433-31905 / 04637-231384 | KVLKR1 | Airtel | Tamil Nadu | RT Tower
IN-1030838 | KARUNGULAM | 8.1751 | 77.5767 | A. kalyai Pillai, Sf No 570/17, Karungulam Post, Radhapuram Taluk, Tirunelveli 627 114. Ph 04637 288869, 93457 65450 | 879 | Vodafone | Tamil Nadu | GBT
IN-1074529 | Karicovil | 8.2724 | 77.8624 | Mr.Vijaya kumar,S/o-Jayakodi,Door no-85/6,Karicovil,Radhapuram Taluk,Tirunelveli District,Pin-627651,PH:-04637 12762651,Mobile-9442691500 | KRCVL1 | Airtel | Tamil Nadu | GBT
IN-1030881 | KARAICHUTHUPUTHUR | 8.2856 | 77.8394 | Venkatesan, Middle street, Karaisuthupudur, Radhapuram TK, Tirunelveli - 627 650, 99424-27164, 04637-276101 | 1794 | Vodafone | Tamil Nadu | GBT
IN-1074430 | KANNANALLUR | 8.4211 | 77.6884 | MR.T.TEVADIRAPIYAMANI,S/O.RANGAVEL DAR,SF.NO.177/1,KANLLUR POST,NGUNERI VIA.,RADHAPURAM TALUK,THIRUNELVELI DIST.-PH;9443974141/04637-287153 | KNNLR1 | Airtel | Tamil Nadu | GBT
IN-1062272 | Kalakkad | 8.513 | 77.5584 | Mr.H. Beermohamed, Old S.F. No.690/2, New S.F. No.690/42, Ward No.5, Airking Plaza, Near An Silai Bus Stand, Kalakkadu, Thirunelveli Dist.-627501. Ph: 94434-02936 / 0462-2338872 | KLKAD1 | Airtel | Tamil Nadu | RT Tower
IN-1030706 | KALAKAD | 8.5147 | 77.557 | M. Izakkiyappan, C/o Paul RajSf No 656/3, Niithathai Mudippavar Viyagar Street, Kalakkad Road, Tirunelveli Dt 627 501. Ph 04635 260318, 94430 57345 | 1220 | Vodafone | Tamil Nadu | GBT
IN-1116746 | Kadankullam | 8.4882 | 77.7707 | Mr.G.Muruga Kor,S.No.267/4,Kadankulam,Thirumalaipuram Village,ugumalai,Thirunelveli-Ph-9788249884 | KDNKM1 | Airtel | Tamil Nadu | GBT
IN-1116747 | Kadamboduvalvu | 8.4917 | 77.5967 | M. MUTHU PANDI, S/O. MAHARAJADEVAR,S.F.NO. 125/2, PILLAYARKOVIL STREET, KADAMPODU, NGUNERI (TK), TIRUNELVELI.PH:9442970652, 04635261276. | KADAM1 | Airtel | Tamil Nadu | GBT
IN-1030488 | ITTAMOZHI | 8.3939 | 77.8487 | S. Kandhaswamy, S.F.No:329/1, At Senbaga Vinayagar Kovil St, Ittamozhi-627652, Nagunery Tk, Thirunelveli Dt. | 1225 | Vodafone | Tamil Nadu | GBT
IN-1030593 | ERVADI | 8.4432 | 77.6062 | R. Philip Dhurai, Survey No:662/14, No:251, Lns Puram, Nadartheru, Rathinasamy Nadar (Compound), Earvadi-627103. | 1224 | Vodafone | Tamil Nadu | GBT
IN-1059276 | Ervadi | 8.4442 | 77.6051 | Malik Mohammed, 19, Ward No: 15, National Pharmacy Building, Nsm Complex, Eruvadi, Tirunelveli - 627 103 / 04637-241511, 94439 93631 | ERUVD1 | Airtel | Tamil Nadu | RT Tower
IN-1233194 | DHANAKKARKULAM | 8.2473 | 77.647 | Mr.S.Ramalingam, S/o.R. Sivasubramaniam, SF No: 19/2B, Mela Theru, Dhakkar kulam post, Radhapuram TK, Thirunelveli Dt - 627 116, 04637-254402, 94867-78336 | 7245 | Vodafone | Tamil Nadu | GBT
IN-1072955 | DEVANALLUR | 8.5514 | 77.5962 | K.Subbiah,s/o: Kanda Samy Deval,320,Devallur,kecur(Padmaneri via),nguneri(tk),Tirunvelli-627502 Ph No-9444025186 | DVNLR1 | Airtel | Tamil Nadu | GBT
IN-1116742 | Anaigudi | 8.3036 | 77.8698 | Devavinayakam, S/O. Thangaiya Nadar, 5/8, Karaikudi (Po), Rathapuram (Tk), Tirunelveli.Ph: 9943138809 | ANIGD1 | Airtel | Tamil Nadu | GBT
IN-1231873 | KOVANKULAM | 8.3847 | 77.7247 | B.RATHISIGAMANI, S/O PAUL DURAI DAR, MAIN ROAD SEEVAN MALAI, TIRUNELVELI-627110 PH NO 9095044563 | 7240 | Vodafone | Tamil Nadu | GBT
IN-1070741 | XAVIERCLG | 8.7166 | 77.7512 | Mr.Palani muthu, Thenmalai Post, Paravakudi Main road, Sivagiri TK, Tirunelveli Dt, 04636851076 / 99436-38012 | 2938 | Vodafone | Tamil Nadu | RT Tower
IN-1117435 | VELLANKULAM | 8.7301 | 77.8241 | Sanghaman Suhander Thever,S/O Anghapp Thiver,Villankulam,Polayamkottai Tk ,Thirunelveli Dt, | VLLKM1 | Airtel | Tamil Nadu | GBT
IN-1062472 | Varada Street | 8.7281 | 77.7386 | MR.M.P.M.JAMAL T.S.NO.365,DOOR NO.9A,BHARATHAR STREET, PALAYANKOTTAI, THIUNELVELLI DIST-627 002 PH:0462 2578397 | PKT15 | Airtel | Tamil Nadu | RT Tower
IN-1030589 | VALLANADU | 8.7173 | 77.8512 | Mr.Shankaringam, S/O Mr.Thangavel, Kaliyur Road, Vallladu, Tuticorin Dt Ph: 9443011452 | 6285 | Vodafone | Tamil Nadu | GBT
IN-1059786 | Uttamupandiankulum | 8.7121 | 77.8086 | Mr.A.Gandhimathi,Sf.No.20/3,Utthamapandiankulam,Malaputhari Post,Palayankottai Taluk,Thirunelveli Dist-627351.Ph.No.98430-57511.Remarks:Mr.Mani Is S/O Mrs.A.Gandhimathi.) | UAUNM1 | Airtel | Tamil Nadu | GBT
IN-1031832 | TNVMPLYMMKT | 8.7033 | 77.7083 | P.A.Mohamad Mydeen, No.5-A, Bazaar Thidal, Paruthi Complex, Melapalayam, Thirunelveli - 627 005. | 1390 | Vodafone | Tamil Nadu | RT Tower
IN-1060508 | Thirumal Nagar | 8.696 | 77.7597 | C.KAJENDRAKUMAR, S/O, G.CELLA PERUMAL, NO.341, VOC STREET, THIRUMAL GAR, THIYAGARAJAR GAR(VIA), PALAYAMKOTTAI, TIRUNELVELI-627011. PH:9443614058 | PKT35 | Airtel | Tamil Nadu | GBT
IN-1030871 | THARUVAI | 8.6718 | 77.6792 | Mr.M.Venkata Subramaniam, Land Near Krish Milk Depot, Tharuvi (Post), Palayankottai, Thirunelveli - 627 356, Ph.98424-15291 | 1753 | Vodafone | Tamil Nadu | GBT
IN-1031174 | SRIVAIROAD | 8.7332 | 77.9222 | Mr.Rajkumar, C/o.Veerabagu, Near Old BSNL exchange, Siruvai Road, Ecaickenpatti, Theivadayal puram, Tuticorin Dt, 94431-62234, 99491-60420 | 2196 | Vodafone | Tamil Nadu | GBT
IN-1067371 | SIVANTHIPATTI | 8.6443 | 77.7896 | B.shlven,s/o paramanatham,siyanthi patti Po,Polayamkottai tk ,thirunelveli dt,ph;9787305645. | SIVAN1 | Airtel | Tamil Nadu | GBT
IN-1075197 | SINGATAKURICHI | 8.7915 | 77.8823 | Mr,P.Ayyasamy s/o,pichandi 2/262 Thuthukudi main road vasavapuram killa pudhu nelli sri vaikundam TK THUTHUKUDI DT CON:PH;ponya 9344844990 | 3912 | Vodafone | Tamil Nadu | GBT
IN-1062907 | Shanti Nagar | 8.7265 | 77.7556 | Murugesan, 27/796, Tamilnadu water board Department building, 30 th street, Shanthi nagar, Palayamkottai-2. | PKT39 | Airtel | Tamil Nadu | GBT
IN-1030785 | SHANTHINAGAR | 8.7283 | 77.7536 | Mr. Paramasivam, No. 680/1, Shanthi gar, Palayamkottai, Tirunelveli. 9842864188. | 6262 | Vodafone | Tamil Nadu | GBT
IN-1059957 | Shanthi Nagar | 8.7291 | 77.7498 | MR.J.JEBARAJ NAVAMANI, NO.4/72, 9TH STREET, SHANTHI NAGAR, PALAYAMKOTTAI, THIRUNELVELI - 627 002. PH: 94429 08528. | PKT21 | Airtel | Tamil Nadu | GBT
IN-1061007 | SENGULAM | 8.6098 | 77.6845 | M.Muthaiah dar, 137/7, Trivendram Road,Near To Senkulam Raiway Station, Senkulam Dist.,93667 20485 / 2484138 | SNGM1 | Airtel | Tamil Nadu | GBT
IN-1031698 | SAMATHANAPURAM_TNV | 8.7251 | 77.7435 | No 200 E2 / A, Iyyanar ComplexThiruchendur Road, SamathanapuramPalayamkottaiTirunelveli | 6549 | Vodafone | Tamil Nadu | RT Tower
IN-1030707 | RELPETROLPUMP | 8.7002 | 77.7197 | Mr.K. Karugaran, Happy Colony, Ambasamdrum Road, Melapalayam, Tirunelveli 5. Ph 98425 81932 | 6264 | Vodafone | Tamil Nadu | GBT
IN-1117432 | Pullipattam | 8.5797 | 77.7256 | G.Simson,s/o:GyaPrakash,20 Pullipattam South street,, A. sathan Kulam(po),nguneri(tk),Tirunveli-627151 Ph no-04635256189,9443614051 | PLPTM1 | Airtel | Tamil Nadu | GBT
IN-1112499 | POOLAM | 8.5769 | 77.6648 | Mr. N.UCCHAMAKALI S/O BIKANNU,DOOR NO.-131,DU | POOLM1 | Airtel | Tamil Nadu | GBT
IN-1062899 | Perumalapuram | 8.7053 | 77.7394 | MRS.JAYALAKSHMI, W/O.A.SIVAGURU, NO.6, THOMAS STREET, PERUMAL PURAM, PALAYAM KOTTAI, THIRUNELVELI DIST - 627 106. PH:04637-275634/99949 0705 | PKT28 | Airtel | Tamil Nadu | RT Tower
IN-1062277 | Paran Sudar Street | 8.7234 | 77.7415 | Mr.A.Iruthayaraj,T.S.No.2020,No.5F/5,Paran Sudar Street,Palayamkottai,Thirunelveli Dist.-627 002.Ph:94434-15564 | PKT11 | Airtel | Tamil Nadu | RT Tower
IN-1076860 | PARAIKUTTAM | 8.8583 | 77.9251 | Mr.V.Sangarapandiyan, Survey No:159/1 situated at paraikuttam village,& post, | PRKTM1 | Airtel | Tamil Nadu | GBT
IN-1031355 | Palayamkottai | 8.6981 | 77.7379 | K. Kalimuthu, SF NO 508/B3A, Railway Station Road, Chettipalayam, Coimbatore 641201. Ph: 0422 2655501 | 1242 | Vodafone | Tamil Nadu | GBT
IN-1059960 | Karunakulam | 8.6911 | 77.7058 | Mrs.Mariammal, W/o.Balamurugan, 32, Pasumponmuthuramlingadevar Street, Palayamkottai, T.Veli. Ph:0462-2351190 | PKT18 | Airtel | Tamil Nadu | GBT
IN-1060191 | Milakara street | 8.7054 | 77.7086 | VAVAR JUMMA PALLIVASAL, Mr.V.T.S.A.ABDUL HAMEED, T.S.NO.2441, WARD NO.4, BLOCK NO.25, G.H.ROAD, MELAPALAYAM, THIRUNELVELI DIST - 627 005.PH-9443778650 | PKT19 | Airtel | Tamil Nadu | GBT
IN-1060597 | Melappalayam | 8.7006 | 77.7162 | SINDA ALIMSA, BESIDE TO MASQUE, OPP TO WATER TANK, AMBAI ROAD, MELAPALAYAM, TIRUNELVELI. PH:9442171946 | PKT31 | Airtel | Tamil Nadu | GBT
IN-1060966 | Palayamkottai | 8.7151 | 77.7703 | Mr.Sankaralingam, Plot No:10, Lakshmi Puram, Palayamkottai, Thirunelveli, | PKT06 | Airtel | Tamil Nadu | GBT
IN-1061684 | Palayamkottai | 8.7263 | 77.7352 | 35 Ambai Road Palayamkottai | PKT01 | Airtel | Tamil Nadu | RT Tower
IN-1061685 | Palayamkottai | 8.7017 | 77.7396 | Mavalar Pillai Hospital Street, Palayamkottai, Tirunelveli | PKT02 | Airtel | Tamil Nadu | RT Tower
IN-1061686 | Palayamkottai | 8.7168 | 77.7499 | P1/7 Ocharikulam, Thomas Street, Stc College Road, Perumalpuram, Tirunelveli-7 | PKT03 | Airtel | Tamil Nadu | RT Tower
IN-1061687 | Palayamkottai | 8.6967 | 77.713 | Star Sorna Mahal, Star Avenue, Old No. 5/1, High Ground Road, Tirunelveli - 627013 | PKT04 | Airtel | Tamil Nadu | RT Tower
IN-1061688 | Palayamkottai | 8.7188 | 77.7332 | Rochee Complex,Opp To Palayamkottai Bus Stand,High Ground Road Palayamkottai,Tirunelveli,Contact Person Mr.Gerald Selvraj,Ph-9366705725 | PKT07 | Airtel | Tamil Nadu | RT Tower
IN-1061689 | Palayamkottai | 8.7026 | 77.7111 | Mr.T.K Hader Ali, H.No 55 Manish Badi Complex,14 Kottikulam Road, Melapalayam, Tirunelveli | PKT08 | Airtel | Tamil Nadu | RT Tower
IN-1062505 | S.N high road | 8.7044 | 77.7196 | MR.A.SATHRAK GDASAN, S/O.MR.G.ATHISAYAMANI, T.S.NO.557/1A, 557/2A, 558/4 & 558/6A, DASS COMPLEX, (JEBA GAR), SOUTH BYE PASS ROAD, THIRUNELVELI DIST - 627 005. PH:94434 86276 | PKT20 | Airtel | Tamil Nadu | RT Tower
IN-1127304 | Nethaji Road | 8.7067 | 77.7134 | MR.D.VARTHARAJ,S/.DURAIPANDIAN,TS.NO.3139/2,NO.145,PERINBA VILAS BUILDING,NETHAJI ROAD,KURICHI,MELAPALAYAM,PALAYAMKOTTAI TALUK,THIRUNELVELI DIST.-627002.PH:94431-57272 | PKT40 | Airtel | Tamil Nadu | GBT
IN-1031722 | PALAYAMBUSTAND | 8.7186 | 77.7332 | SelLAMMAL, 2/66/87, DURGAI AMMAN KOVIL STREET, MURUNCHIPATTI, NKUNERI(TK), TIRUNELVELI DT. PH:04635258122, | 6425 | Vodafone | Tamil Nadu | RT Tower
IN-1031504 | PALAIBAZAAR | 8.7258 | 77.7361 | Sathya Complex | 1245 | Vodafone | Tamil Nadu | RT Tower
IN-1076897 | OTTAINATHAM | 8.804 | 77.7989 | Mr.V.Kumaraguruparan, Survey No.237/2 situated at Ottatham Village, & post, | OTNTM1 | Airtel | Tamil Nadu | GBT
IN-1030896 | NORTHCARASERI | 8.7547 | 77.893 | Mr.S.Ambu, 4/30, Land near owner house, South street, siruvani kundam Tk, Tuticorin - 628851, 9865778588, 04637-293553 | 1813 | Vodafone | Tamil Nadu | GBT
IN-1061691 | Ngo Colony(A) | 8.6928 | 77.7409 | Mr.Hubert,A-47,Javahar Nagar,Ngo Colony(A),Tirunelveli.Ph-9894216083,2553382 | PKT10 | Airtel | Tamil Nadu | RT Tower
IN-1245978 | Ngo Colony | 8.6951 | 77.7314 | Mr.P.Renganathan, S/o.Pitchaimani, R.S.No.853/1'2,3,855 & 829, Plot No.11, House No.128, Bank New Colony, (Ezhil Nagar), Kulavanigar Puram, Palayamkottai TK, Tirunelveli District. | PKT09 | Airtel | Tamil Nadu | GBT
IN-1062729 | Moorthy Narayanar Street | 8.7289 | 77.7348 | MR.G.SYED.MOHAMAD KHAN,SF.NO. 1696,1967,1695/4,1695/2,NO.6A,NABINAYAKAR STREET,PALAYANKOTTAI,THIRUNELVELI DIST.-627 002.PH:0462-2575431.(REMARKS:MR.SANRAJ KAPOOR FATHER IS MR.MOHAMAD KHAN) | PKT26 | Airtel | Tamil Nadu | RT Tower
IN-1031332 | MOONDRADIPPU | 8.5903 | 77.6856 | S. Perumal, Sf No 527/2, Near No 5, Poolam, Shankara Pandi Lorry Office, Main Road, Muntraidipu, nguneri Taluk, Tirunelveli. Ph 99440 43577 | 496 | Vodafone | Tamil Nadu | GBT
IN-1031575 | MELAPALAYAM | 8.6967 | 77.7125 | MELLAPALAYAM | 1247 | Vodafone | Tamil Nadu | RT Tower
IN-1070903 | Mela Thidiyur | 8.6199 | 77.6463 | MR.S.APPAS KONER,S/O.SUNDARAM KONER,SF.NO.158/5,NO.7,MELA THIDIYUR VILLAGE,PALAYAMKOTTAI TALUK,THIRUNELVELI DIST.-627152.PH:0462-2930487 | MLTYR1 | Airtel | Tamil Nadu | GBT
IN-1116762 | MANIACHI | 8.8807 | 77.8925 | MR.K.PALANI,R.S.NO.142/1C,5/12-B,MAIN STREET,MANIYACHI POST,OTTAPIDARAM TALUK,TUTICORIN DIST-628 302-PH-97869 39691 | MNYCH2 | Airtel | Tamil Nadu | GBT
IN-1030861 | MANIACHI | 8.8644 | 77.8953 | S.Boologa pandian, Opp to police station, maniyachi, ottapitaram TK, Tuticorin Dt, 9443971073 | 1157 | Vodafone | Tamil Nadu | GBT
IN-1062939 | Maharaja Street | 8.7079 | 77.7471 | MR.VELU SAMY,1/76 LAKSHMI TOWER, SIVANTHI PATTI,MAHARAJA NAGAR PALAYAMKOTTAI,TIRNELVELI-11 | PKT16 | Airtel | Tamil Nadu | RT Tower
IN-1062485 | Maharaj Nagar | 8.7125 | 77.752 | MR.D.THANGAMANI, NO.2, EVEREST STREET, OPP TO TVMCH, NORTH HIGH GROUND ROAD, HIGH GROUND, THIRUNELVELI - 627 011. PH: 94422 30549. | PKT23 | Airtel | Tamil Nadu | RT Tower
IN-1031725 | KURUCHI_TNV | 8.7102 | 77.7143 | C. Masamuthu, No 1/26A, Mutha ramman Koil St, Kurichi, Melapalayam, Tirunelveli 5. Ph 98437 66616 | 6410 | Vodafone | Tamil Nadu | GBT
IN-1030553 | KIRUBANAGAR | 8.7381 | 77.7626 | Mr. Ravindran, Opp Kodrej Agro Vet Ltd, Kiruba gar, Seevalaperi Road, Tirunelveli. 94424 29854 | 6427 | Vodafone | Tamil Nadu | GBT
IN-1116750 | Kil Omnanalur | 8.6474 | 77.6633 | MR.K.JESUMANI,S/O.KOVIL DAR,RS.NO.398/7,NO.170,SENGULAM VILLAGE,KEELA OMA LLUR,PALAYAKOTTAI TALUK,TIRUNELVELI DIST.-PH:9843743906 | OMNLR1 | Airtel | Tamil Nadu | GBT
IN-1059383 | Karandaneri | 8.552 | 77.6719 | R.Gabriel, Sf No: 71/6A, Karandaneri, Panakulam Post, Tirunelveli Dist. Ph: 04639-261302, 94448-56813 | KNDRI1 | Airtel | Tamil Nadu | GBT
IN-1074424 | Kanjiapuram | 8.7727 | 77.8064 | MR.MURUGAYA,S.NO,67/4,KANSHAPURAM,PALAYAMKOTTAI,THIRUNELVELI-0462 2483565 | KNJPM1 | Airtel | Tamil Nadu | GBT
IN-1062650 | K.T.C Nagar North | 8.7224 | 77.7714 | MR.C.KAGASABAPATHY,SF.NO.71/1,PLOT NO.8,AMMAYAPPAN COMPLEX,BALAJI SQUARE,MANGAMMAL SALAI,K.T.C.GAR NORTH,V.M.CHATTIRAM,THIRUNELVELI DIST.-627 011. | PKT24 | Airtel | Tamil Nadu | RT Tower
IN-1073957 | Itteri | 8.6347 | 77.7524 | SURESH, S/O. 108, MUTHUTHANI STREET, ETARI, EADAIYARPURAM (PO), PALAYAMKOTTAI (TK), TIRUNELVELI.PH: 9486272439, 0462622553571. | ITTRI1 | Airtel | Tamil Nadu | GBT
IN-1060052 | DAVACHEILPRAM | 8.7349 | 77.8953 | MR.N.JAGADEESHAN & MR.S.MANOHAR, S.NO.666/1A&1B2, NEAR WATER TANK, VAN CHAMBERS, DAVACHEILPRAM, ALLIYAKAN POST, SRIVAIKUNDAM-TK., TUTICORIN DIST PH:9842112218 | DIECH1 | Airtel | Tamil Nadu | GBT
IN-1059791 | Causel Nagar | 8.6494 | 77.7107 | Mr.Jagadeeshan,Sf.No.48,Madurai Road,Near Irtp College Thirunelvelli Dist-627007.Ph.No.98421-43099.(East South Corner)(Remarks:The Land Lord me Mr.Jegadeesan Wrongly Given In Nomil Mr.Selvakumar.) | CUSEL1 | Airtel | Tamil Nadu | GBT
IN-1083024 | BOOVANI | 8.8277 | 77.8801 | DOOR NO.-1/78,MIDDLE STREET, VILL.-POOVANI | PVANI1 | Airtel | Tamil Nadu | GBT
IN-1072097 | AVANAPPERI | 8.754 | 77.7968 | MR.K.SUDALIVADIVU,W/O.KASI VISVATHAN,SF.NO.115/2,PATTA NO.136,NO.11,AVIPPERI VILLAGE,PALAYAKOTTAI TALUK,TIRUNELVELI DIST.-627351.PH:93459-03752 | AVNPR1 | Airtel | Tamil Nadu | GBT
IN-1030572 | ARLINE | 8.711 | 77.7418 | M. Rajarajeswari, W/O P, Marimuthu, No 20 C/2, St Pals Road, Ar Line Back Side, Palayankottai, Tirunelveli 02. Ph 98431 82266 | 6412 | Vodafone | Tamil Nadu | GBT
IN-1072070 | Ariyakulam | 8.7294 | 77.8017 | M. SUBAIYADEVAR, S/O. MADASAMY DEVAR, 7/4, LION STREET, ARIAKULAM, MELAKULAM (PO), PALAYAMKOTTAI (TK), TIRUNELVELI. PH: 9345658385. | ARYKM1 | Airtel | Tamil Nadu | GBT
IN-1108602 | ALANDA | 8.8035 | 77.8707 | P.VADIVEL S.F.No.501/2A2 situated at Keela Theru, Alanda, Sreevaikundam Taluk, Tuticorin District - 628 303. | ALNDA1 | Airtel | Tamil Nadu | GBT
IN-1060179 | Aadhi Para Sakthi Nagar | 8.6892 | 77.7975 | MR.S.SANKARALINGAM,4/317,AATHI PARASHAKTHI GAR,KRISH PURAM,MAHARAJA GAR VIA,TIRUNELVELI-11-PH-94423 94742 | APSNR1 | Airtel | Tamil Nadu | GBT
IN-1235056 | THENNAMPATTI | 8.9216 | 77.854 | R.Pichamani & Mr.R.Venkatesh, SF No: 30/2, Vadaku Thottam, Thennampatti post, Kadampur Vida, Ottapidaram TK, Tuticorin Dt - 628 714, 0461-22682677, 94444-52346 | 7182 | Vodafone | Tamil Nadu | GBT
IN-1126555 | Seidhunga nallur | 8.6619 | 77.828 | Mr.S.Ravichandran,S/o-Suppaiya,5/A,Balaji Complex,Thiruchandur main road,Seidhunga llur,Srivaikuntam taluk,Tutricorin district,PH:-9344872856,LM:- Option backside the Balaji Complex | SNLUR1 | Airtel | Tamil Nadu | GBT
IN-1031581 | CHETTYKULAM | 8.1742 | 77.4311 | Amritalaya complex,near chakravarthy theatre,Rajakamangalam rd , Chettikulam jn,gercoil. | 1607 | Vodafone | Tamil Nadu | RT Tower
IN-1060160 | Wcc Road | 8.1843 | 77.4261 | MR.D.BEAVER,SF.NO.1585,SF.NO.86,WARDE,BLOCK NO.9,NO.76,LEWIS AMMAL STREET,PALACE ROAD,NAGERCOIL,KANYAKUMARI DIST.-629001.PH:93602-75123/04652-320470 | NGL24 | Airtel | Tamil Nadu | GBT
IN-1060618 | Wave-Watch Kovalan | 8.0832 | 77.5312 | MRS.L.ANBARECI, D/O.MR.LAWRENCE, SF.NO.510/13 & 503/1, NO.6/146/6, EAST STREET, OPP TO IGTIOUS MIDDLE SCHOOL, KOVALM, KANYAKUMARI DIST - 629 702. PH: 94424 50781 | KNKI3 | Airtel | Tamil Nadu | GBT
IN-1060314 | Vivekananda College | 8.0947 | 77.5305 | MR.THANGAM,SF-277/11,OPP TO VIVEKANDA COLLEGE,AGASTEESWARAM,KANYAKUMARI-629701-PH-04652 270498 | AGSTM2 | Airtel | Tamil Nadu | GBT
IN-1031261 | VILLUKURI | 8.2244 | 77.3519 | J.K. Amul Murphy, Sf No 119/18 B, At Raoyal Bakery, Trivandrum Main Road, Villukuri Kk Dt. Ph 94427 11662 | 1631 | Vodafone | Tamil Nadu | GBT
IN-1059337 | Villukuri | 8.2242 | 77.3519 | Open Land Of Mr Murphy, Land Behind Royal Bakery, Villukuri. Kanyakumari Dt-629810, Ph 9443606316 | VLKRI1 | Airtel | Tamil Nadu | GBT
IN-1031511 | VEPAMEDU | 8.1825 | 77.4319 | RamaSubramaniya Complex, 695C, Veppamoodu junction,gercoil. | 1601 | Vodafone | Tamil Nadu | RT Tower
IN-1059623 | Vempanur | 8.1699 | 77.3689 | Ayyappan Thambi, Sf No. 458/6, No.4-80, Velayudam Vilasam, Vempanur, Mela Sankarankuli, Agastheeswaram Tk, Kanyakumari Dist - 629201, Ph-04651-230401 (Acq By Sm - Hariharan - 98940 10684) | VMPNR1 | Airtel | Tamil Nadu | GBT
IN-1031921 | VADUTHESWARAM | 8.1821 | 77.4375 | V.Murugamani, 10/90, Thalavai street, Kottai post, Meekshipuram road, Kottar post, ger koil - 629 002 / 04652-320018 | 2161 | Vodafone | Tamil Nadu | RT Tower
IN-1061620 | Vadeshwaram | 8.1815 | 77.4384 | V.Arumugam, 72/68, Pallatheru, Vadheswaram , Nagercoil-629002 / 04652-229210 | NGL09 | Airtel | Tamil Nadu | RT Tower
IN-1059741 | Therur | 8.1759 | 77.4664 | Mr.R.Azhakam Perumal Pillai,S.F.No.1/6,New S.F.No.1/6D,Near Aladi Therur Main Road,Nagerkoil,Kanyakumari Dist.-629 704.Ph:04652-241898/0462-2334169/2337447.(Mr.Sigamani Is A Land Broker,This Land Belongs To Mr.R.Azhakkam Perumal Pillai) | TERUR1 | Airtel | Tamil Nadu | GBT
IN-1059505 | Thenthamaraikulam | 8.1037 | 77.4977 | M. George, Sf No. 373/10, Church Street, South Thenthamaraikulam, Kanyakumari Dt-629708, Ph: 94424 50722 (Acq By B. Siva - 98947 00066) | TTKLM1 | Airtel | Tamil Nadu | GBT
IN-1059526 | Thengampudur | 8.1174 | 77.4553 | Mr. A.Justin Nathanial, Sf No: 300/10, Manakudi Main Road, Opp To Post Office, Thenghampudur, Kanyakumari Dt-629603. Ph-04652-286012, 9443453097 (Acquired By B.Shiva) | TGPDR1 | Airtel | Tamil Nadu | GBT
IN-1129773 | THAMMATHUKONAM | 8.1548 | 77.3996 | MR.D.JAMES, S/O DEVASAGAYAM, JLJ BUILDING, JLJ BUILDING, THAMMATHUKOM, GARKOVIL TK, KANYAKUMARI. PH-9344715326 | 4137 | Vodafone | Tamil Nadu | RT Tower
IN-1060049 | Thamaraikulam | 8.1346 | 77.4857 | Open Land Of Mr. Chokkalingam Pillai, North Street, North Thamarai Kulam, Kanyakumari Dist. Ph-04652-258501 | TMRKM1 | Airtel | Tamil Nadu | GBT
IN-1062497 | Thalavaipuram | 8.1663 | 77.4161 | MR.A.JOHN FRANCHIS STEAPAN, ANNAI STREET, RAJAMANGALAM ROAD, PUNNAI NAGAR, NAGARCOIL, KANYAKUMARI - 629 004. PH: 98941 09515. | NGL23 | Airtel | Tamil Nadu | RT Tower
IN-1059645 | Thalakudi | 8.2359 | 77.4535 | Mrs.K.Vijayalakshmi, Nalla Perumal, S.F.No.- 292/18, Middle Street, Thalakudi Post, Thovalai Taluk, Kanyakumari - 629 901. Ph: 94435 95907 / 04652 281735 | TLKUD1 | Airtel | Tamil Nadu | GBT
IN-1030917 | THADIKARAKONAM | 8.3246 | 77.417 | Tavasimani, Land near Kesavan Pottal, Kanyakumari, 94420-23332, 98438-63347 | 1764 | Vodafone | Tamil Nadu | GBT
IN-1060566 | Swamythopu | 8.1163 | 77.4912 | MR.A.P.VIJAYAN,NEW SF.NO.325/5,OPEN LAND BACK SIDE OF SASTHAN KOVIL,SAMYTHOPU,NAGERCOIL,KANYAKUMARI DIST.-629704.PH:94420-80114/04652-258582 | SWMTH1 | Airtel | Tamil Nadu | GBT
IN-1061777 | Susindram | 8.1569 | 77.4666 | Senbagam Building,(Sri Kali Bankers)Kavimoni Ist Street,Suseendram. | SNDM1 | Airtel | Tamil Nadu | RT Tower
IN-1030723 | SUCHINDRAM | 8.1514 | 77.4692 | A. rayan, S/O. Ayyappan, Karkadu, No 20/92, A, Karkadu Main Road, Susindram, Kanniyakumari. Ph 94432 43216 | 511 | Vodafone | Tamil Nadu | GBT
IN-1062531 | Saraloor | 8.1694 | 77.4322 | MR.C.CHANDRA KUMAR & MRS.C.USHAKUMARI, R.S.NO.N-7-29/4, CHANDRA AUTO WORKS, SARALOOR, ATTANGARAI SALAI, OPP. TO HINDU COLLEGE, NAGARCOIL, KANYAKUMARI DIST - 629 002. PH:98432 21892/04652-236652. | NGL21 | Airtel | Tamil Nadu | RT Tower
IN-1069358 | RATHANANAGAR | 8.201 | 77.4558 | Y.EMMIMAN, S/O, YESUDAIYAN, RATI GAR, THARAKKALAI PUDHUR, THIRUPATHYSARAM(PO), THOVALAI(TK), KANYAKUMARI(DT). 629901. PH:9943867719 | 3250 | Vodafone | Tamil Nadu | GBT
IN-1126408 | Ramavarmapuram | 8.1785 | 77.429 | MR.GOPALAN,HINDU DAR SOCIETY,SANTHOM GAR,GERCOIL.-1PH:94438-44565 | NGL35 | Airtel | Tamil Nadu | GBT
IN-1107404 | RAJKMNGLAM RD | 8.1711 | 77.4244 | Mr.Seelan, M/s.Seelan Hardwares, 26/1/96, Rajakamangalam road, Raman pudur, gerkovil-629004 , ph:94433-91331 | 4638 | Vodafone | Tamil Nadu | RT Tower
IN-1059589 | Puthalan | 8.1061 | 77.4667 | C. Gnana Thambiappa Durai, Sf No: 740 / 6, 38/A2, Church Road, Puthalam Post, Kanyakumari Dt - 629002, Ph: 04652-286317 (Acq By B.Siva) | PTLAM1 | Airtel | Tamil Nadu | GBT
IN-1107083 | POTTAYADI | 8.1317 | 77.5001 | MR.IYYAPPAN, S/O,SARAVAPERUMAL, PERUMALPURAM RD, POTTAYADI(PO), KANYAKUMARI(DT). PH:9344720518. | 4507 | Vodafone | Tamil Nadu | GBT
IN-1060411 | Ponnappa Nadar Colony | 8.1586 | 77.4206 | Mr.RAJASEALAN, VENKATASAMY STREET, PONPPA DAR COLONY, GARCOIL, KANYAKUMARI(DT). PH:9442407278 | NGL32 | Airtel | Tamil Nadu | GBT
IN-1060146 | Piruvilai | 8.1852 | 77.3955 | MRS.G.ARPUDHAM,NEW SF.NO.376/3,NO.5/106B,WEST OF GOVT.HIGH SCHOOL,PERUVILLAI,PERUVILLAI POST,NAGERCOIL,KANYAKUMARI DIST.-629003.PH:04652-230773 | NGL28 | Airtel | Tamil Nadu | GBT
IN-1030925 | PEYOD | 8.1585 | 77.3528 | P.KARUNAKARAN, S/O. R.PONNAMBALM, PEYODU, SANTHAPURAM POST, KANYAKUMARI DISTRICT. PH- 98437-19164. | 1763 | Vodafone | Tamil Nadu | GBT
IN-1031886 | PERIYAR NAGAR_TNZ | 8.0843 | 77.5486 | S.A.Joy, Hotel Raja palace, Periyar gar, Kanyakumari, 94431-31813, 04652-246477 | 1559 | Vodafone | Tamil Nadu | RT Tower
IN-1031867 | PARVATHIPURM | 8.1895 | 77.4021 | G. PUSHPARAJ, Door No.6/158.A. Pushparaj Tower,Parvathipuram,Nogercoil,Kanniyakumari.629003 | 1295 | Vodafone | Tamil Nadu | RT Tower
IN-1060687 | Pallivillai | 8.1946 | 77.4174 | NEELA NADAR, 155, GREEN FIELD NEAR TO CHURCH, AMMAN KOVIL NARTH STREET, PALLIVILAI, VETTOORNIMADAM(PO), NAGARCOIL-3. PH:9362646013 | NGL33 | Airtel | Tamil Nadu | GBT
IN-1062633 | North Car Street | 8.1864 | 77.4303 | MR.O.NIAZ ALI S/O OMER ALI , NO.4A MEDA STREET, GERCOIL KANYAKUMARI DISTRICT 629001 PH:9443018516 | NGL17 | Airtel | Tamil Nadu | RT Tower
IN-1031513 | NGOVMADAM | 8.1906 | 77.4156 | Devan Building,No.553,MS Road,Vettornimadam,gerkoil-3 | 1603 | Vodafone | Tamil Nadu | RT Tower
IN-1031226 | NGOTHALAPRM | 8.1689 | 77.4114 | J1/6-3,Talavaipuram-Konam,Nagercoil,TN | 1602 | Vodafone | Tamil Nadu | GBT
IN-1031891 | NGLCOLECTRATE | 8.1785 | 77.4242 | AROCKI ROBIN S/O A ANTHONY,DOOR NO-168A(OLD),755(NEW),OPPOSITE COLLECTRORATE OFFICE,GARCOIL,DIST-KANYAKUMARI,PIN-629004,PH-9942805636 | 1762 | Vodafone | Tamil Nadu | RT Tower
IN-1107403 | NGL KP RD | 8.1811 | 77.4162 | S.Maria micheal, E2, 85-2, KP Road, Near Kara bank, gercoil - 629 001, 99949-35386 | 4640 | Vodafone | Tamil Nadu | RT Tower
IN-1062662 | Neendakara-B | 8.1347 | 77.3684 | Mr.r.balakrishnan, New Sf.no.964/2,rbr Auditorium, Ponnaiyappa Nadar Colony, Rasakaamangalam, Neendakarai-b, Nagarcoil, Kanyakumari Dist.- 629 004.ph:94433-13448 / 04652-260459. | NDKRB1 | Airtel | Tamil Nadu | RT Tower
IN-1031580 | NAGNGOCOLONY | 8.1442 | 77.4319 | Parvathy kudil,No:187,Kunjanvilai,NGO colony. | 1608 | Vodafone | Tamil Nadu | RT Tower
IN-1061615 | Nagercoil | 8.1922 | 77.4314 | Aruchalam Building,238,M.S.Road, Vedasery, gercoil. | NGL03 | Airtel | Tamil Nadu | RT Tower
IN-1061618 | Nagercoil | 8.1839 | 77.42 | Water Tank Road,Veturnimadam | NGL06 | Airtel | Tamil Nadu | RT Tower
IN-1061619 | Nagercoil | 8.1486 | 77.4308 | Guru Engineering Hard Ward ,Ngo Colony | NGL08 | Airtel | Tamil Nadu | RT Tower
IN-1060940 | Nagercoil | 8.1739 | 77.4111 | Plot Behind Immanual House , samani gar | NGL07 | Airtel | Tamil Nadu | GBT
IN-1061616 | Nagercoil | 8.1719 | 77.4253 | Cara Bank Building,C/O Little Flower School, Ramanpudur, gercoil | NGL04 | Airtel | Tamil Nadu | RT Tower
IN-1061614 | Nagercoil | 8.175 | 77.4378 | Sri Valli Store,15/7/26, Railway Feeder Road, Kottar, Nagercoil | NGL02 | Airtel | Tamil Nadu | RT Tower
IN-1059549 | Myladi | 8.1529 | 77.5042 | T.Chellam, C/O Selvi Chemicals, 236/2, 236/1, No. 9/19-D, Main Road, Myladi Post, Kanyakumari Dt - 629403, Ph: 94431-67395,04652-267395 (Acq By B.Siva - 98947 00066) | MLADI1 | Airtel | Tamil Nadu | GBT
IN-1031866 | MELAKRISHAN PDR | 8.1105 | 77.4262 | P.Sri Raja Lingam, Ponnu Rajam Complex, Melakrish Complex, Melakrisha Pudure, Agasethwaram(Tlk) Kayakumari-629601. 04652-252551 | 1454 | Vodafone | Tamil Nadu | RT Tower
IN-1060382 | Medical College | 8.1741 | 77.3991 | Mr.K.RATHISWAMY, 92, AANTHAN GAR, AASARIPALLAM(PO), KANYAKUMARI. PH:04651220336, 9443239471 | NGL29 | Airtel | Tamil Nadu | RT Tower
IN-1030983 | MARUNGUR | 8.1714 | 77.5024 | MANICKAVASAKAMPILLAI, MAGER, MAIN ROAD, MARUNGUR, KANNIYAKUMARI DT. PH : 94435-79311 | 1756 | Vodafone | Tamil Nadu | GBT
IN-1059533 | Marungur | 8.1713 | 77.5023 | M. Azhagia yagam Pillai, Sf No. 387/13, D.No.9/114, Lakshmi Nilayam, Melatheruvu, Opp To Indian Overseas Bank, Marungur Main Road, Marungur, Kanyakumari Dt - 629402, Ph-04652-254103, 94424 06900 (Acq | MRNGR1 | Airtel | Tamil Nadu | GBT
IN-1059511 | Manavalankurichi | 8.1474 | 77.3051 | Baskar Hosipital, Thangarajan, Opp To Chera Mangalam Pannaiayur Building, Soman Welding Work Shop, Junction Manvalan Kurichi ( Contact Person : Soman ( Representative ) 04651- 237295 | MNVLK1 | Airtel | Tamil Nadu | GBT
IN-1060527 | Maharajapuram | 8.127 | 77.5435 | VELLUPILLAI, NEAR TO SUDALAI TEMPLE, MAIN ROAD, MAHARAJAPURAM, KOTTARAM(PO), KANYAKUMARI.(DT). PH:9442439757 | MAHRJ1 | Airtel | Tamil Nadu | GBT
IN-1059755 | Madhusudhanapuram | 8.1285 | 77.4519 | Mr.S.Daniel /Mr.S.Pandian /Mr.S.Rajan, Sf.No.576/10,Madhusudhanapuram, Parakkai Post, Kanyakumari Dist.-629 601. Ph:04652-286895 (Remarks:Mr.Lingasamy Is Brother In Law Of Mr.Pandiyan) | MADHU1 | Airtel | Tamil Nadu | GBT
IN-1060827 | LAYAM | 8.2155 | 77.4701 | MRS.P.VASANTHA, W/O.PILLAIRAJAN, OLD S.NO.2889A & 2891A, NEW S.NO.721/1, GERCOIL THIRUNELVELI MAIN ROAD, SAHAYA GAR, VELLAMADAM, KANYAKUMARI DIST - 629 305. PH:94865 77743 | LAYAM1 | Airtel | Tamil Nadu | GBT
IN-1059596 | Kurunthencode | 8.1799 | 77.3372 | Mr.P.Padmanabha Pillai, S.F.No.107/11A&107/10C, No.11-61 / 304, Perumal Medicals, Kurthencode, Kanyakumari - 629805. Ph: 98941-73672 (Mr.P.S.Sunilkumar Is A Son Of Mr. Padmanabha Pillai) | KTNCD1 | Airtel | Tamil Nadu | GBT
IN-1062491 | Krishnan Kovil | 8.1936 | 77.4267 | MR.V.ANIT GIPSON, NEW S.NO.F2/3&F2/4, GEORGE VARGHESE LODGE, NO.427/B-191, TVM ROAD, KRISHNAN KOIL JUNCTION, NAGARCOIL, KANYAKUMARI DIST - 629 001. PH:94432 40706/04652-276004 | NGL18 | Airtel | Tamil Nadu | RT Tower
IN-1062695 | Kottur | 8.1687 | 77.4435 | MR.M.SHEIKDHAVOOD,S.NO.1679/1283D,R.S.NO.12/86,NO.1,LALANEWSTEREET,NEARNAIDUHOSPITAL,KOTTAR, NAGARKOIL,KANYAKUMARI DIST-629002.PH:04652-241168 | ELGD2 | Airtel | Tamil Nadu | RT Tower
IN-1061492 | Kottaram | 8.1181 | 77.5262 | K.Duraisamy, Sf No: 373/1, 11/29, M/S.Jegan Textiles, College Road, Kottaram, Kanniyakumari - 629 703 / 04652-270396, 270025 | KOTRM1 | Airtel | Tamil Nadu | RT Tower
IN-1031930 | KOTTAR | 8.1738 | 77.4385 | Mr. M. Muralidharan, No 15/7, No 13/C, raya Traders, Railway Road, Kottar, ger Koil, Kanniyakumari. Ph 94433 58785, 04652 242267 | 1293 | Vodafone | Tamil Nadu | RT Tower
IN-1061490 | Kanyakumari2 | 8.0914 | 77.5494 | Mr.N.Chellathurai.Hotel Ramji Lodging,Main Road, Kannyakumari - 629 702. | KNKI2 | Airtel | Tamil Nadu | RT Tower
IN-1060451 | Kandhan Villai | 8.2125 | 77.3317 | MERLIN, 1011A, MAIN ROAD, KANDANVILLAI, TAKKALAI(TK), KANYAKUMARI(DT). PH:04651258634 | KNDVL1 | Airtel | Tamil Nadu | GBT
IN-1083322 | KALVILAI | 8.1093 | 77.5502 | 78/1Kalvilai,lee puram po, | 5449 | Vodafone | Tamil Nadu | GBT
IN-1059662 | Kadiapattinam | 8.1328 | 77.3125 | Mr.A.Chandrasekar, S.F.No. 4406, New S.F.No.467, Sivandhaman, Kadiyapattim, Kanyakumari Dist.-629 253. Ph:0471-2210161.( Land Belongs To Chandraseker From Peter Paul ) | KDPTM1 | Airtel | Tamil Nadu | GBT
IN-1062596 | Holycross College | 8.1584 | 77.4146 | MR.L.XAVIER EUGIEN,NEW SF.NO.K1-13/2,CHRIST CHALET COMPLEX,NO.170/7-2,KURUSADY,NEAR HOLY CROSS COLLEGE,NAGERCOIL,KANYAKUMARI DIST.-629 004.PH:94429-06759/04562-29545. | NGL25 | Airtel | Tamil Nadu | RT Tower
IN-1030486 | Ganapathipuram | 8.1326 | 77.3561 | D. Iyankannu, New Survey No:560/2, No.11-14A, Ravi Illam, Nagerkoil To Kulachal Main Road, Ganapathy Puram Post, , Agatheeshwaram Tk, Kanyakumari Dt-629502. | 1638 | Vodafone | Tamil Nadu | GBT
IN-1059283 | Ganapathipuram | 8.1319 | 77.3572 | M.Indraleela, Sf No: 728/12, Nagercoil, Kulachal Road, Ganapathipuram, Kanniyakumari - 629502 / 04652-250413 ( Opp To Post Office ) | GNPRM1 | Airtel | Tamil Nadu | GBT
IN-1110087 | FRIDAY MARKET | 8.1511 | 77.3371 | K.PADMATHAN S/O KOLAPPAPILLAI MALIGAI HOUSE FRIDAY MARKET (PO) THALAKULAM (TK) KANYAKUMARI9DIST).CONTACT NO 944417662 / 04651-238111 | 1218 | Vodafone | Tamil Nadu | GBT
IN-1059963 | Ethanvelaimainroad | 8.1593 | 77.4266 | MRS.J.AMARA,W/O.JUSTINTHIVAGAR,T.S.NO.K2/26-5,OPP.TOLLHOUSE,PATTASALIANVILAI,EATHAMOZHIROAD,NAGARCOIL,KANYAKUMARIDIST-629002.PH:9367510043/04652-265655 | NGL22 | Airtel | Tamil Nadu | GBT
IN-1116741 | Esanthimangalam | 8.2497 | 77.435 | C. KOLLAPPAPILLAI, S/O. K. CHIDAMBARAMPILLAI, 2/158, DU THERU, MELAHANITHIMANGALAM, E - SHANTHIMANGALAM(PO), KANYAKUMARI.PH: 04652281868. | ESTMG1 | Airtel | Tamil Nadu | GBT
IN-1061407 | Edalagudi | 8.1608 | 77.4444 | Hithyayath Complex, No: B, 2A, Parakkai Road, Parakkai Junction, Eralakudi | ELGD1 | Airtel | Tamil Nadu | RT Tower
IN-1030828 | EATHAMOZHI | 8.1209 | 77.3892 | P.Pillaiyar, 33/110-B, Vaniyar Street, Eatha Mozhi, Agatheeswara Tk, Kanyakumari Dt | 1498 | Vodafone | Tamil Nadu | GBT
IN-1061621 | Chetticulam Junction | 8.1749 | 77.432 | A.P.N.Plaza,A Modern Shopping Centre.Chetticulam Junction,Nagarcoil.Contact Person Mr.Harirama Krishnan.Ph-233148,234394,245161 | NGL10 | Airtel | Tamil Nadu | RT Tower
IN-1059829 | Chembagaramanputhur | 8.2463 | 77.4898 | Mr. T. Murugan, No.425/4, Main Road, Chebagaramanputhur, Thuvalai - Tk, Kanyakumari Dist - 629304 | CBMPR1 | Airtel | Tamil Nadu | GBT
IN-1059320 | Bothapandi | 8.2669 | 77.4458 | R.Veeramoorthy, 233/4, 20/63, North Street, Boothapandy, Kanyakumari - 629 852 / 04652-283898 / 283680 | BOPND2 | Airtel | Tamil Nadu | GBT
IN-1061293 | Bothapandi | 8.2716 | 77.44 | Mr. Kann, Building Opposite Raman Complex, Ballamur Road, Thittuvillai. 277382 | BOPND1 | Airtel | Tamil Nadu | RT Tower
IN-1031835 | BEACHRDJN | 8.1644 | 77.4326 | Mr. T. Rajan, No 32 Siva Complex, Beach Road Junction, Kottur Post, gerkoil 2. Ph 98943-33849, 04652-238195 | 1140 | Vodafone | Tamil Nadu | RT Tower
IN-1062291 | Beach Road Junction | 8.1644 | 77.4328 | Mr.A.David Gurusu Mickel,S.F.No.N12/35,Ethamozhi Road,Beach Road Junction,Kottaru Post,Nagercoil,Kanyakumari Dist.-629 001.Ph:94423-65327. | NGL14 | Airtel | Tamil Nadu | RT Tower
IN-1059492 | Azhagiapandiapuram | 8.2988 | 77.4444 | R.Murugan, Sf No. 696/2, No: 17/44/11, Near Society, Alagiapandipuram Post, Thuvalai Tk, Kanyakumari Dt-629 851, Ph: 94431 19028 (B.Shiva) | AGPRM1 | Airtel | Tamil Nadu | GBT
IN-1060509 | Azad Nagar | 8.1559 | 77.446 | MRS,P.SAROJINI,NO.447,VELLADICHI VILLAI,EDALAKUDI POST,GARCOVIL, KANYA-620 002-PH-9444175835 | ELGD3 | Airtel | Tamil Nadu | GBT
IN-1059318 | Asaripallam | 8.174 | 77.3893 | A.Ganga Dharan, 71-Ha4-1, Park Road, Ramanpudur East, Near Ayappan Travels, Nagercoil - 629004 / 04652-287038 / 265338 | NGL12 | Airtel | Tamil Nadu | GBT
IN-1062368 | Asambur Road | 8.1972 | 77.4317 | Mr. B. Murugan, No.636, T.S.No.C4/20, D.No.56, Thanumalayan New Street, Vadacheri, Nagarcoil, Kanyakumari Dist. | NGL15 | Airtel | Tamil Nadu | RT Tower
IN-1083570 | Aruthanvalai | 8.1328 | 77.3415 | Mrs. S.Janaki W/O, Mr.Sivathanalingam, 19/7 Aruthenganvalai, Alikan Post, Agastheeshwaram Taluk - 629202. Kanayakumari. Contact No. 9486518538 | 5681 | Vodafone | Tamil Nadu | GBT
IN-1060579 | Arumanallur | 8.3209 | 77.4094 | MANIKVASAKAR, ARUMALLUR, GARCOIL(TK), KANYAKUMARI(DT). PH:9443482860 | ARMLR1 | Airtel | Tamil Nadu | GBT
IN-1030524 | ARALVOYMOLLI | 8.2506 | 77.5232 | C. Devadhas, Sf No 252/2, Opp To Panchayath Union Office, Aralvaimozhi, kk Dt 629301. Ph: 9842201945 | 1634 | Vodafone | Tamil Nadu | GBT
IN-1059091 | Anjugramam | 8.1482 | 77.5712 | Madon Complex, Mrs. Rajan, Opposite Bus | ANJGM1 | Airtel | Tamil Nadu | RT Tower
IN-1031855 | ANJUGRAMAM | 8.1494 | 77.5712 | Mr. Syed Abdul Raheem, Jawahar Store, Main Road, Anju Gramam, Kanniyakumari- 627 247. Ph 9443118023, 04652 267247 | 896 | Vodafone | Tamil Nadu | RT Tower
IN-1059964 | Anandanadarcolony | 8.1521 | 77.3846 | MS.HEMA.T.JENIS,D/O.THANGARAJ,NEWS.NO.839/3,NO.12-141-A,ANTHADARKUDIYIRUPPU,ARULSTREET,ASARIPALLAMROAD,GARCOIL,KANYAKUMARIDIST-629201.PH:04652-227547 | NGL26 | Airtel | Tamil Nadu | GBT
IN-1031260 | Alur | 8.1951 | 77.3634 | T. Santhom, Old Sf No 5475. New Sf No 204/9A, Main Road, Aloor Post, Kanniyakumari 629801T. Santhom, Old Survey No.5475, New Survey No.204/9A, Main Road, Alloor Post, Kanyakumari District - 629 801. | 1632 | Vodafone | Tamil Nadu | GBT
IN-1059317 | Alur | 8.1948 | 77.3632 | S.Girija, Sf No: 203/7, Main Road, Alloor, Kanniyakumari - 629806 / 04651-230701 / 231047 ( Opp To Reliance Tower ) | ALUR1 | Airtel | Tamil Nadu | GBT
IN-1031240 | ALAGAPPAPURAM | 8.1484 | 77.5404 | R. Thiagarajan, Sf No 476/7B, No 43, No 5/57 Main Road, Alagappa Puram, KK DT- 629 401, | 1640 | Vodafone | Tamil Nadu | GBT
IN-1059503 | Agastheeswaram | 8.0997 | 77.5189 | T. Nadarajan, S/O Mr T Nadar, School Street, Near Reliance Tower, Agastheewaram, Kanyakumari Distt.-629701, Ph: 04652- 270206 (Pp) / 271119 (Kg-Shiva) | AGSTM1 | Airtel | Tamil Nadu | GBT
IN-1062227 | Alagappapuram | 8.1465 | 77.5416 | Mrs. A. Heraphin Maria Revathy, W/O. Antony Clifford, Sf No. 447/1, Middle Street, Alagappapuram, Kanyakumari Dist - 629401, Ph-9840059776, 04652-267819 (Acq By Ss Consultancy - Santhosh) | ALGPM1 | Airtel | Tamil Nadu | GBT
IN-1101382 | VADIVEESWARAM | 8.1785 | 77.4395 | 1679/2195 N.S. No.Q14/2, Vadiveeswaram village | NGL37 | Airtel | Tamil Nadu | RT Tower
IN-1112774 | CHUNGANKADAI | 8.1987 | 77.3821 | Ramachandran,Survey No.92/16,Trivandrum main road, Chungankadai,Kanyakumari DT-629807, ph-9626618487 | CNGKD1 | Airtel | Tamil Nadu | GBT
IN-1237300 | KANYAKUMARI BUS STAND | 8.0819 | 77.544 | Mr.V.Lawrence s/o Vence Victoria, Laza complex back side, Opp Bus stand, Kanyakumari ph-9442470231 | KNKI4 | Airtel | Tamil Nadu | GBT
IN-1118255 | Tirunelveli RBSC | 8.729 | 77.7007 | S.Suyambu sivakamithan,s/o S.P Sivalinga dar,Sivasakthi Shopping Complex,24,E&F S N High Road,Thirunelveli 01.Ph: 94432 90361 | ITRV0001 | Idea | Tamil Nadu | RT Tower
IN-1076947 | VELLALANKOTTAI | 9.026 | 77.754 | Mr.C.Govindasamy, Survey No:108/2B3 Situated at Kela Street, Velalan Kottai, Kovil Patti Taluk, Tuticorin District- 628952.PH: 9345420293 | VLNKT1 | Airtel | Tamil Nadu | GBT
IN-1030584 | VEDADRING | 8.7259 | 77.6753 | M.Parvathy, W/Omr.Mariyappan, 100/2, Seran Mahadevi Rd, Kodeeswaran gar 9894260675 | 6294 | Vodafone | Tamil Nadu | RT Tower
IN-1060197 | Vannarpattai | 8.7341 | 77.7218 | MRS.K.SHANTHI,W/O.D.KANN,NO.9-C,KUNDALAKESAI STREET,VANRPATTAI,THIRUNELVELI DIST.-627 003.PH:0462-3201846/94435-81870 | TNV10 | Airtel | Tamil Nadu | GBT
IN-1031716 | VANNARAPETTAI | 8.7278 | 77.7217 | Mr. V. Shriram, Portal technogies, No 10/3, Vanrpettai , Thiruvandram Road, Sheriram Square, Tirunelveli 036. Ph 98431 33633 | 6258 | Vodafone | Tamil Nadu | RT Tower
IN-1060436 | Valayapettai | 8.7409 | 77.6648 | MARK, NEAR C.S.I. CHURCH, THENKASHI ROAD, VALAYAPETTAI, TIRUNELVELI-8. PH:9442801858 | TNV25 | Airtel | Tamil Nadu | GBT
IN-1031839 | TNVEASTCARST | 8.725 | 77.6865 | Mr. Elango, No 25, Elango Complex, East Car Street, Tirunelveli. Ph 98424 23246 | 964 | Vodafone | Tamil Nadu | RT Tower
IN-1060465 | Tirupanikarisalkulam | 8.734 | 77.634 | VADIVALAGI NAMBI, ABISHPATTI ROAD, THIRUPANIKARISANKULAM, TIRUNELVELI-10, PH:9443670471 | TNV26 | Airtel | Tamil Nadu | GBT
IN-1061860 | Tirunelveli | 8.7281 | 77.6853 | 25/7 Koolakadai Bazaar, Tirunelveli - 627008 | TNV01 | Airtel | Tamil Nadu | RT Tower
IN-1061862 | Tirunelveli | 8.7299 | 77.7026 | Stn Building, 25D Sn High Road, Tirunelveli - 627001 | TNV03 | Airtel | Tamil Nadu | RT Tower
IN-1061863 | Tirunelveli | 8.721 | 77.6553 | 276/F7, Cherma Devi Road, Pettai, Tirunelveli. | TNV04 | Airtel | Tamil Nadu | RT Tower
IN-1061864 | Tirunelveli | 8.7268 | 77.7082 | Psa Mohammed Shaffi Bldg, 33,Perumal Sannithi Street,Tirunelveli-1 | TNV05 | Airtel | Tamil Nadu | RT Tower
IN-1061865 | Tirunelveli | 8.7279 | 77.7215 | Hcl Ifco System Building , Madurai By Pass Rd, Vanarapatai, Tirunelveli | TNV06 | Airtel | Tamil Nadu | RT Tower
IN-1061866 | Tirunelveli | 8.7286 | 77.6914 | Mr.M.Baskar,270.Bharithiar St.Tirunelveli Town.Ph-2332034,9842122948 | TNV07 | Airtel | Tamil Nadu | RT Tower
IN-1062898 | Tiruchendur Road | 8.7262 | 77.7299 | MOTHOOT FINANCE LTD, 146B, TIRUCHENDUR ROAD, MURUGAN KURUCHI, PALAYAM KOTTAI, TIRUNELVELI - 2. | PKT25 | Airtel | Tamil Nadu | RT Tower
IN-1083159 | THERKKUMAILODAI | 8.9123 | 77.8162 | 1/60,MELATHERU , VILL.-THERKU MYLODAI,POST | TRMDI1 | Airtel | Tamil Nadu | GBT
IN-1030533 | THATCHANALLUR | 8.7429 | 77.7062 | N. Krishn, Plot Noc 4, Balaji gar, Near Tirunelveli Junction, Thatchanllur, Raliway Crossing, Tirunelveli. Ph 94431 17397, | 6426 | Vodafone | Tamil Nadu | GBT
IN-1112501 | THADIYAMPATTI | 8.9952 | 77.7087 | SAKKATCHALPURAM, TALUKA-SANKARANKOIL,DIST.-TIRUN | THADI1 | Airtel | Tamil Nadu | GBT
IN-1030676 | SUTHAMALI | 8.714 | 77.6336 | A. Selvakumar, Sf No 804, Bharathi gar, Suthamallai Post, Tirunelveli 627 604. Ph 0462 2340048, 98429 01971 | 485 | Vodafone | Tamil Nadu | GBT
IN-1112500 | SUNDHARAMKURICHI | 8.9872 | 77.6716 | SUNDHARAMKURICHI POST, TIRUNELVELI DIST | SUDAN1 | Airtel | Tamil Nadu | GBT
IN-1031700 | SRIPURAM | 8.728 | 77.699 | K. Jayachandran Door No 22, Sn High Road, Margin Free Super Market, Tirunelveli 0462 5565026 , 25566744 | 6553 | Vodafone | Tamil Nadu | RT Tower
IN-1062702 | South Car Street | 8.725 | 77.6874 | MR.M.S.MOHAMMED NOOGU,TS.NO.1301,NO.76/18,EAST CAR STREET,THIRUNELVELI DIST.-6.PH:9444294052(REMARKS:MR.RAHAMATH ALI BROTHER IS MR.MS.MOHHAMMED NOOGU) | TNV12 | Airtel | Tamil Nadu | RT Tower
IN-1133531 | South by pass road | 8.7169 | 77.7202 | MR.JOHN KENNEDY, S/O,D.SIMIYON, NEW NO:12/13, SOUTH BYEPASS RD, VANNARAPET, TIRUNELVELI.627002, PH:9443615031. | TNV27 | Airtel | Tamil Nadu | GBT
IN-1030874 | SEEVALAPERI | 8.7922 | 77.8119 | Mr.Gusamy, S/o.Poosari Thever, Land Near Owner House, sevalapeari, Palayankottai, Thirunelveli, Ph.99421-81722 | 1752 | Vodafone | Tamil Nadu | GBT
IN-1116757 | Seetha Parba Nallur | 8.7879 | 77.5998 | PERUMALSAMY, S/O, PANDI, 2/24, AMMAN KOIL STREET, SEETHAPARUVALLUR, TIRUNELVELI(DT). PH: 9443248716 | SPNLR1 | Airtel | Tamil Nadu | GBT
IN-1059232 | SAVALAPERI | 9.0173 | 77.7879 | V.Ganapathi Thevar, S.No:390, Akilandapuram Village, Savalaperi, Kovilpatti Tk, Tuticorin - 628 714 | SVLPR1 | Airtel | Tamil Nadu | GBT
IN-1030674 | SANKARNGR | 8.7846 | 77.7245 | K. Karundhi, No 22, Madurai Road, Shankar gar, Tirunelveil. Ph 93667 19808 | 539 | Vodafone | Tamil Nadu | GBT
IN-1061008 | Sankar Nagar | 8.7857 | 77.7243 | Gopal Land Aruna Complex Back Side ,Main Road, Sankar Nagar. Phone No 9842985125 | SNKR1 | Airtel | Tamil Nadu | GBT
IN-1060086 | Ramyanpatti | 8.754 | 77.6925 | MR.M.RAMACHANDRAN,N.S.NO.83/2C,BACKSIDEOFMANURESHOP,SANKARANKOIL ROAD,RAMAYAHPATTI,THIRUNELVELI DIST-627007,PH:9842104454 | TNV15 | Airtel | Tamil Nadu | GBT
IN-1067203 | Rajavallipuram | 8.7862 | 77.7533 | T.Muthukrishnan,5/77,Middle Radha Street, Raja vallipuram,Tirunvelli(dt)-627359 | RJVPM1 | Airtel | Tamil Nadu | GBT
IN-1059440 | Rajapudukudi | 8.8979 | 77.7662 | M.Muthiah, Sf No: 46/1, Main Road, Rajapudukudi,Kayatharu Via, Tuticorin Dist-628501. 94422-56023 | RJPKD1 | Airtel | Tamil Nadu | GBT
IN-1059313 | Pudur (S) | 8.809 | 77.579 | B.Selvi, Sf No: 55/2B, Tenkasi Main Road, Pudur Post, Pudur- 627851, Tirunelveli / 0462-2487142 | PUDUR1 | Airtel | Tamil Nadu | GBT
IN-1031621 | PETTAI | 8.724 | 77.6644 | T. Saravan, TMS Mahal, Police Station Bus Stop Near, No 81A,B, Sarkarai Viyagar koil Street, pettai, Tirunelveli 627 004, Ph 98942 28834 | 1210 | Vodafone | Tamil Nadu | RT Tower
IN-1031684 | PERUMAL SANATHI | 8.7265 | 77.7082 | Mr. Rajagopal, Sri Gapathy Pharma, Seetha Complex, No 15, Perumal Santhi St, Tirunelveli Junction Ph 94431 22846 | 6429 | Vodafone | Tamil Nadu | RT Tower
IN-1086843 | Papayapuram | 8.808 | 77.7733 | Isaki,s/o. subbaiah devar, Alangiridevi village,, Pappayapuram(po),Tirunvelli (dt)-627359. Ph:0462230234 | PPYPM1 | Airtel | Tamil Nadu | GBT
IN-1082947 | PANNERKULAM | 8.9512 | 77.8152 | 1/40,NORTH STREET , VILL.-PANNERKULAM,POST | PNNLM1 | Airtel | Tamil Nadu | GBT
IN-1066951 | Pallikottai | 8.8592 | 77.7111 | MR.S.ARUMUGA PANDARAM,S.NO.1176/4,PALLIKOTAI VILLAGE 28,THIRUNELVELI-627 357-PH-0462 2910661 | PLIKT1 | Airtel | Tamil Nadu | GBT
IN-1133963 | Palayapettai | 8.7356 | 77.6729 | Mr.N.Balakrishnan, 9c, Vaniyar Vadakku Str, Palayapettai, Tirunelveli-627008-PH-9942678169/0462-2336134 | ITRV0045 | Idea | Tamil Nadu | RT Tower
IN-1059749 | Palavoor | 8.704 | 77.6088 | Mr.K.S.Ramkumar,Old Sf.No.299.New Sf.No.295/14,West Street,Palavoor,Thirunelveli Dist-627010. | PLOOR1 | Airtel | Tamil Nadu | GBT
IN-1060165 | Odayarpatti | 8.739 | 77.7163 | MR.SOUNDARPANTIAN,ATTAKARI STREET,ODATARPATTI,TNV,MOB-9842123933 | TNV14 | Airtel | Tamil Nadu | GBT
IN-1031502 | NORTHCARST_TNV | 8.7294 | 77.6878 | NORTHCARST | 1243 | Vodafone | Tamil Nadu | RT Tower
IN-1060516 | Nariyoothu | 8.8028 | 77.6595 | MRS.T.MUTHULAKSHMI,SF.NO.689,LAND OPP.TO RAJA GAPATHY LIME PRODUCTS COMPANY,SANKARAN KOIL MAIN ROAD,RIYOOTHU,MAADHAVAKURICHI POST,THIRUNELVELI DIST.-627 756.PH:98941 14151(REMARKS:MUTHULAKSHMI IS MOTH | NRYTU1 | Airtel | Tamil Nadu | GBT
IN-1059516 | Naranammalapuram | 8.7595 | 77.7381 | K.Shanthi, W/O. Kaveri Udaiyar, Sf No: 186/1, 100/44-A, Perumal Koil Street, Naranamalpuram, Thirunelveli Dt - 627357, Ph: 0462-2301185, 98433 55623 (Acq By - B.Shiva - 98947 00066) | NRMPM1 | Airtel | Tamil Nadu | GBT
IN-1059859 | Methilevanpatti | 9.0482 | 77.7934 | Open land of Mr. Gnandesigham, S/O. Mr. Devasigamani, No.6/92, Methilevanpatti, Villiselipatti post, Kovilpatti tk, Tuticorin dist. Ph-04632-243272 | METHI1 | Airtel | Tamil Nadu | GBT
IN-1070902 | Melathiruvengadanathapuram | 8.6945 | 77.6663 | MR.V.SIVA KONER,S.NO.185/1,MELA THIRUVENGADATHAN PURAM VILLAGE,PALAYAMKOTTAI TALUK,THIRUNELVELI-627 006-PH-98940 85030 | MLTPM1 | Airtel | Tamil Nadu | GBT
IN-1070907 | Melapillaiyarkulam | 8.9014 | 77.6692 | MR.K.KUTTY SAMY,S.NO.381/11,PILLAYAR KULLAM,THIRUNELVELI-PH-9976444878 | MLYKM1 | Airtel | Tamil Nadu | GBT
IN-1112955 | MELA ILANDAIKULAM | 8.9444 | 77.6861 | KAYATHARU MAIN ROAD MELAELANTHAIKULAM, SANKARANKOI | MLDKM1 | Airtel | Tamil Nadu | GBT
IN-1030795 | MDU PUDUR | 8.8079 | 77.5786 | B.selvi, S.F:55 near air-tel tower, Tenkasi rd, Pudur village, Tirunelveli-627851. Ph:9442287142 | 1389 | Vodafone | Tamil Nadu | GBT
IN-1070984 | Marugaltalai | 8.8159 | 77.8431 | P.Polli pandi,s/o pol thever,sivala pari marukal thali,shvalapari po,Polayamkottai tk ,thirunelveli dt,ph;9788124167. | MRTLI1 | Airtel | Tamil Nadu | GBT
IN-1031018 | MANNUR_TNZ | 8.8559 | 77.6547 | Mr.Karuppusamy, 1/256, North street, Manur Post, Tirunelveli post-627201, 0462-2485175 | 1750 | Vodafone | Tamil Nadu | GBT
IN-1062467 | Madurai Road | 8.7438 | 77.7105 | Mr.A.Simon Jegathese, ASJ Complex, Madurai road, North Balabagya gar, Ward No:4, Thirunelveli-4 | TNV19 | Airtel | Tamil Nadu | RT Tower
IN-1100180 | MADHAVAKURICHI | 8.8242 | 77.6387 | N.GANAPATHY, S/O, G.MURUGAN, 13-C, MADHAVAKURUCHI(PO), MADHAVAR(TK), TIRUNELVELI(DT). PH:9842194862 | MADHV1 | Airtel | Tamil Nadu | GBT
IN-1070787 | Madattupatti | 8.8241 | 77.806 | Subisheram Muthu,s/o: Jeba Ghana,Kilatheru East st.,Madattupatti,Sivalaperi(po),Palayakottai(tk), Nallai,Tirunalvelli-627361 Ph. No9976377924 | MDTPT1 | Airtel | Tamil Nadu | GBT
IN-1060080 | Kovari | 8.8155 | 77.7477 | MR.M.VASKHAN,S.NO.1672,1673,1688&1689,BHARATHBLUEMETALINDUSTRIES,MADURAI ROAD,NEARABCOY,THALAIYUTHU,SANKAR GAR,THIRUNELVELI DIST-627357.PH:9443113291/0462-2300381. | KOVAR1 | Airtel | Tamil Nadu | GBT
IN-1082927 | KODAIYANKULAM | 8.8409 | 77.8303 | Mr. S.SALAMAN S/O SAMI KANNU,DOOR NO.-1/4B, VILL | KODIY1 | Airtel | Tamil Nadu | GBT
IN-1074381 | Keelathenkulam | 8.8195 | 77.7027 | MR.Y.SAMUEL,S.NO.262.SHANKAR GAR VIA,THALAIYOOTHU VILLAGE,KEELATHENKULAM,THIRUNELVELI-PH-99654 57729 | KLTLM1 | Airtel | Tamil Nadu | GBT
IN-1061515 | Kayathar | 8.9491 | 77.7734 | Shahul Hameed Building, 15 Kattapomman Street, Kayathar Contact No 04632-261203, 9443391397 | KTYR1 | Airtel | Tamil Nadu | RT Tower
IN-1031382 | KAYATHAR | 8.9378 | 77.7708 | SF No. 440/2A, 441/1 Kayathar Village,Kayathar Sub Regn. Dist. | 1208 | Vodafone | Tamil Nadu | GBT
IN-1106644 | Kappuliganpatti | 9.0159 | 77.8192 | Mr. DHANKA PANDI S/O SAMYA THEVAR, VILL.-KAPPULINGAMPATTI,POST-KAPPULINGAMPATTI,TALUKA-KOVILPATTI,DIST.-THOOTHUKKUDI,PH:-04632-293032 | KAPPU1 | Airtel | Tamil Nadu | GBT
IN-1116756 | Kammalankulam | 8.7769 | 77.6615 | C. SELLAPPAN, S/O, CELLAIAH, 159, A MELA THERU, KAMALANKULAM, SEDHURAYANPUDHUR(PO), TIRUNELVELI(DT). PH:9366717947 | KAMAL1 | Airtel | Tamil Nadu | GBT
IN-1030992 | KALLUR_TNZ | 8.7117 | 77.5907 | Shahul Hameed, Back side of church, dukallur post, Tirunelveli - 62701, 99420-21465, 04364-329243 | 1749 | Vodafone | Tamil Nadu | GBT
IN-1109847 | KALAPPAIPATTI | 8.8829 | 77.8163 | MRS.P.SOLLAMAADI W/o.MR.PONIAN, S/O.170/2 KALAPAIPATTI VILLAGE, VELANKULAM POST, OTTAPIDARAM TALUK, TUTICORIN DISTRICT - 627 352, PH 9865370462 | KALAP1 | Airtel | Tamil Nadu | GBT
IN-1062890 | Kalani Street | 8.7228 | 77.6827 | RAMJAZ MANJIL, 17F/AF, SOUTH MOUNT ROAD, TIRUNELVELI TOWN. | TNV13 | Airtel | Tamil Nadu | RT Tower
IN-1126551 | Kadambur | 8.9959 | 77.8617 | MR.S.VELUCHAMY,S/o.SUBBAIAH,S.NO.34/4, S NO ; 34/4, PANDIYAN STREET, KAYATHAR ROAD, KADAMPUR POST, KOVILPATTI TALUK, TUTICORIN DISTRICT 9787422790 | KADMB1 | Airtel | Tamil Nadu | GBT
IN-1059120 | Idaiseval | 9.0889 | 77.8071 | K.Chandralekha,S.No.138/4A1B,Idaiseval Village,Kovilpatty(T.K),Tutcorin (Dist)98426-15486 & 04562-225629 | IDSVL1 | Airtel | Tamil Nadu | GBT
IN-1059116 | Gangaikondan | 8.8364 | 77.7672 | M.Peer Mohamed,S.F.No.1472,Gangai Kondam,Kattu Pallivasal,Thirunelveli-627 352 | GKNDN1 | Airtel | Tamil Nadu | GBT
IN-1059855 | Gangaikondan | 8.8653 | 77.7782 | MR. L. RADHAKRISHNAN & L. VISHWANATHAN, NO.346, 346/2, GANGAIKONDAN POST, GANGAIKONDAN, THIRUNELVELI DIST - 627352 PH: 9443282925 | GANGA1 | Airtel | Tamil Nadu | GBT
IN-1031300 | Devarkulam | 8.9628 | 77.6348 | C. R. Jaya Kumar, S/o. Chellaiah Devar, No 3/120, Veeramani yapuram Theru, Devarkulam Post, Tirunelveli. Ph 94422 86501, 0436286501 | 500 | Vodafone | Tamil Nadu | GBT
IN-1072952 | Devarkulam | 8.9596 | 77.637 | MRS.THANGAM,S.NO.22/1A,2B,THEVARKULAM,SANKARANKOVIL TALUK,THIRUNELVELI-PH=94423 95175 | DVKLM1 | Airtel | Tamil Nadu | GBT
IN-1086460 | Cheliyanallur | 8.9042 | 77.7097 | MR.R.MADASAMY,S.NO.476/1B,1C,&477,CHELIYALUR,THIRUNELVELI-627 352-PH-94439 84730 | CLNLR1 | Airtel | Tamil Nadu | GBT
IN-1062841 | Balavakya Nagar | 8.7395 | 77.7114 | MURUGANTHAM, 46,47, THIRD CROSS STREET, BALAVAKYA GAR, TIRUNELVELI. PH:04622339061, 09825109940 | TNV24 | Airtel | Tamil Nadu | RT Tower
IN-1112494 | Azhagiapandiapuram | 8.9128 | 77.6465 | MR.M.MARIYAPPAN, S/O MUTHU IRULAPPAN, S.NO 901/1, ALAGIAPANDIA PURAM VILLAGE, TIRUNELVELI TK, TIRUNELVELI DT. - | ALNPM1 | Airtel | Tamil Nadu | GBT
IN-1062858 | Azad Road | 8.7295 | 77.6814 | DR.MOHAMED ISAD,TS.NO.1115,1115/1,NO.26E,MADHA MIDDLE STREET,VEETH HOSPITAL,AZAD ROAD,THIRUNELVELI TOWN,THIRUNELVELI DIST.-6,PH:92454-00989 | TNV23 | Airtel | Tamil Nadu | RT Tower
IN-1117438 | AYILANDAPURAM | 8.9978 | 77.7816 | Mr.Batsha, Ayilandapuram, Minor Panchayat Area, Kovilpatti(Tk), Tirunelveli(Dt). Ph:933991666. | 4500 | Vodafone | Tamil Nadu | GBT
IN-1133530 | KARAIYIRUPU | 8.7694 | 77.7127 | MR.V.MUNISAMY, S/O,VELUDAR, 126E, MADURAI MAIN RD,KARAIYIRUPU, SANKAR GAR(PO), TIRUNELVELI TK&DT. PH:9362956567. | KRYRP1 | Airtel | Tamil Nadu | GBT
IN-1062784 | Vilunthayambalam | 8.2468 | 77.1999 | PONYAN, VILUNTHAYAMBALAM, KANYAKUMARI-629173. . PH::04651235961 | VLTBM1 | Airtel | Tamil Nadu | RT Tower
IN-1059671 | Vilavancode | 8.3147 | 77.1902 | Mr.K.Aruldass,R.S.F.No.497/1,Maniathattu,Ethavalai Veedu,Kulithurai Via,Madichal Post,Kanyakumari Dist.-629 163.Ph:04651-262098. | VLNCD1 | Airtel | Tamil Nadu | GBT
IN-1030737 | Verkilambi | 8.2895 | 77.2963 | M. Sailesh, S/O. Muthu yagam, H 83 B, Poomuvelai, Pallankuli, Kanniyakumari. Ph 94427 61192 | 514 | Vodafone | Tamil Nadu | GBT
IN-1059555 | Verkilambi | 8.2959 | 77.2916 | K.Faizal Khan , No 5/132, M.K.Manzil , Verkilambi Post, Kalkulam Tk, Kanyakumari District - 629166, Ph 04651 289314, 94433 91088 (Acq By Kg Shiva - 98940 72397) | VRKMB1 | Airtel | Tamil Nadu | GBT
IN-1059499 | Vellimalai | 8.2468 | 77.3468 | P.Ramesh, 283/8, Kumari Balan Stores, Land Near Kavitha Tea Stall, Nurur Engineering College Road, Kumarakoil Post, Kumarakoil, Kanyakumari - 629180 (B.Shiva) | VLMLI1 | Airtel | Tamil Nadu | GBT
IN-1059647 | Vellamcode | 8.3624 | 77.2455 | Mr.V.Chellapam Pillai, Resurvey No: 546/10, No:Ii-8/139, Chemangervillai, Vellamcode, Vilavankode Tk, Chitral Post, Kanyakumari Dt - 629 151, 04651-286421 | VLMCD1 | Airtel | Tamil Nadu | GBT
IN-1061998 | Velavur | 8.2813 | 77.2995 | S.Dulcy Janet, Sf No: 65/9, Jaison Samuvel Complex, Mekamandapam Junction, Mekamandabam, Kanniyakumari - 629 166 / 04651- 289298 | VLVUR1 | Airtel | Tamil Nadu | RT Tower
IN-1059845 | Veeyanoor | 8.3099 | 77.2724 | MR.A.GOPA KUMAR,RE.SF.NO.647/5 & 5A, MAIN ROAD,VEEYANOOR,KANYAKUMARI DIST-629177.04651-276179. | VYNUR1 | Airtel | Tamil Nadu | GBT
IN-1031246 | VALVATHANKOSHTAM | 8.2857 | 77.252 | Mrs. Regil, Sf No 41/2, Valvaithan Kostam Village, Kalkulam tk, Kanniyakumari 04651 276469 | 1623 | Vodafone | Tamil Nadu | GBT
IN-1059545 | Valvaithankostam | 8.2857 | 77.252 | Mrs. Raginal, Sf No. 41/2, Kovil Villai, Kunnamparai, Kattathurai Post, Kalkulam Tk, Kanyakumari Dt - 629158, Ph: 04651-276469, 94439-74664 (Acquired By B.Shiva) | VSKTM1 | Airtel | Tamil Nadu | GBT
IN-1059286 | Unnamalaikadai | 8.3055 | 77.2392 | K.Nallathambi Nadar, Sf No: 257-A, Unnamalai Kadai, Marthandam, Kanniyakumari - 629179 / 04651-272231 | UMKDI1 | Airtel | Tamil Nadu | GBT
IN-1031245 | UNAMALAIKADAI | 8.3055 | 77.2392 | K. llathambi dar, SF NO 734/9A New, Mudiyanparai veedu, Unmalai kadai, Vellankodu Tk, KK Dt Ph 04651 272231 | 1621 | Vodafone | Tamil Nadu | GBT
IN-1129210 | Tikanamkodu | 8.2222 | 77.2758 | Mr.Ponnaiyan, SF No: 705/4, Vadda Vilai, Thikanangodu, Kalkulam TK, Kanniyakumari DT - 629 804, 04651-254239 | 3163 | Vodafone | Tamil Nadu | GBT
IN-1059456 | Chinnathurai | 8.2641 | 77.1409 | Land Backside Of St.Anns Convent, Fr. Mathew Manipatham, Chinnathurai, Kanyakumari Dist-629176. Ph: 04561-240708, 94434-53191 | CHINN1 | Airtel | Tamil Nadu | GBT
IN-1060356 | Tholayavattam | 8.2639 | 77.2171 | SUNDARAM, W/O, NELSON, KATTUPULIVILAI, THOLAYAVATTAM, KANYAKUMARI(DT). PH:9442382526 | TYVTM1 | Airtel | Tamil Nadu | GBT
IN-1031263 | Thiruvithankodu | 8.2418 | 77.3012 | N.Thangabai, R Sf No 361/10, 11, Main Road, Opp To St Marry Church, Thiruvithankodu, Kanniyakumari 629 802. | 1629 | Vodafone | Tamil Nadu | GBT
IN-1062253 | Thiruvithankodu | 8.2436 | 77.3016 | N. Akbar Ali, Sf No. 339/9, Ali Buildings 43, No 1542/5, Main Road, Thiruvithankodu, Kanyakumari Dt - 629174, Ph: 04651-248560, 248318 (Acq By Aster - R. Bhaskar - 98418 22813) | TVKND1 | Airtel | Tamil Nadu | RT Tower
IN-1059542 | Thiruvattaru | 8.3367 | 77.2707 | C.V.Murugasan, No 824/8, Tnstc Bus Depo Office, Land Opposite Reliance Tower, Thiruvattaru, Kanyakumari Dt - 629177, Ph: 04651-282048 (Acq By Aster) | TVTRU1 | Airtel | Tamil Nadu | GBT
IN-1059326 | Thirupparappu | 8.3945 | 77.2629 | Anup Kumar, Behind Reliance Tower, Main Road, Thiruparappu, Kanyakumari Dt, Phone : 04651-281879, 281779, 94431-51579 | TPRPU1 | Airtel | Tamil Nadu | GBT
IN-1031394 | THIRPARAPPU | 8.3946 | 77.2627 | G. Anilkumar, SF NO 406/3A, No 20, 79, Agnivas, Water falls road, Thirparappu 629 161, kalkulam KK DT 04651 231879, 94431 51579 | 1624 | Vodafone | Tamil Nadu | GBT
IN-1060510 | Thenkarai | 8.2341 | 77.3395 | Krishan pillai, Trivandrum road, Thenkarai, Kumarakoil junction, Thenkarai PO, Takkalai tk. Kanyakumari dist. 04651-253337. | THNKR1 | Airtel | Tamil Nadu | GBT
IN-1132946 | Thalakulam | 8.1829 | 77.3162 | A. Jenil, RC street, Thalakulam Post, Kanniyakumari Post, M : 629 802, M: 9965219747 | 3676 | Vodafone | Tamil Nadu | GBT
IN-1061839 | Takkalai | 8.2454 | 77.3184 | Kartha Building , Near Bus Stand, Takali | TKLI1 | Airtel | Tamil Nadu | RT Tower
IN-1126714 | Surulacode | 8.337 | 77.3787 | MR.S.BRIGHT SINGH,SF.NO.418/3,SURALA CODU,SURALA CODU POST,NEAR PANCHAYAT PRESDIENT HOUSE,KANYAKUMARI DIST.-629166.PH:94436-07347 | SRLCD1 | Airtel | Tamil Nadu | GBT
IN-1100185 | Sree Devi Kumari Women'S College | 8.3108 | 77.2033 | Mr.P.Varatharajan,Rs.No.A9/6,Vilavangodu Village & Taluk,Kanyakumari Dist-629 151 | KUZH2 | Airtel | Tamil Nadu | GBT
IN-1128016 | SARALVILAI | 8.2749 | 77.3259 | MR.K.SOMAN, SARALVILLAI MUTHIKADU, KUMARAPURAM PO, KODALLUR TK, KANIYAKUMARI DIST-629189. PH-9245142400 | 3382 | Vodafone | Tamil Nadu | GBT
IN-1059537 | Reethapuram | 8.1923 | 77.2515 | S. Albert Jerome, Sf No. 231/4, 231/10, Kattuvillai, Backside To Church, Reethapuram, Kanyakumari - 629159, Ph: 98942 14933 / 04651-226730 (Acq By B.Sivakumar - 9894700066) | RTHPM1 | Airtel | Tamil Nadu | GBT
IN-1059321 | Pudukadai | 8.2751 | 77.1796 | R.Vijayakumar, Sf No: 377/11, Rc Street, Behind United Finance, Opp To Bus Stand, Thenkaipattinam, Main Road, Pudukadai, Valavankodu Tk, Kanniyakumari - 629 171 / 04651-235802 , 235801 | PDKDI1 | Airtel | Tamil Nadu | GBT
IN-1059269 | Ponmani | 8.3557 | 77.3281 | K.G.Narayanan, Sf No: 390/5D, Theepachankala Vilva Backside Of Kg Narayanan Complex, Ponmani, Kalkulam Tk, Kanniyakumari - 629 161 | PNMNI1 | Airtel | Tamil Nadu | GBT
IN-1031258 | PONMANAI | 8.3556 | 77.3279 | N. Thulaseedharan ir, Sf No 392/12, Sarojini Visalam Bunglow, Ponmani Village, Kanniyakumari 04561 279242 | 1636 | Vodafone | Tamil Nadu | GBT
IN-1030811 | PECHIPARAI | 8.4416 | 77.312 | Mr. Manoj Zakaria, S/O. Zakariya, Land Near Bsnl Tower, Ttonnil Complex, Pachiparai, Kalkulam, Kanniyakumari. Ph 04651 281315 | 1558 | Vodafone | Tamil Nadu | GBT
IN-1059675 | Pazhugal | 8.3622 | 77.167 | S.Radhika, W/O, Kamalakannan Nair, Sf No: 285/10, 106B, Darsana Bhavan ( Chaatha Vilakam), Palukal Post, Kanyakumari Dt - 629 170, 0471-2251348 (B.Siva - 98947 00066) | PZGAL1 | Airtel | Tamil Nadu | GBT
IN-1112775 | PARAIKODU | 8.2581 | 77.304 | MR.C.RAVI,S/o.CHELLAKANNU,S.NO.397/13, PARAIKODU, MULAGUMOODU POST, KALKULAM TALUK, KANYAKUMARI - 629 167 PH :9442653538 | PRIKD1 | Airtel | Tamil Nadu | GBT
IN-1059599 | Painkulam | 8.2621 | 77.1752 | Mr.K.Krishnan, S.F.No.127/2 & 127/6, No.5 - 22, Kanakkapillaivillai, Painkulam, Vilavankode Taluk, Kanyakumari - 629188. Ph: 04651-233808 (Mr.Chellan Is Brother Of Mr.K.Krishnan) | PNKLM1 | Airtel | Tamil Nadu | GBT
IN-1061655 | Padmanabapuram | 8.2509 | 77.3254 | Rajan Building(Near Maharaja Studio)Palace Road, Padmabapuram, Kanniyakumari Dist | PDPRM1 | Airtel | Tamil Nadu | RT Tower
IN-1061650 | Pacode | 8.3422 | 77.2155 | Varky, Old Sf No: 99/4, Sf No: 599/9, Gms Complex, Melpuram Junction, Pacode Post, Kanniyakumari - 629168 / 04651-287282 | PCODE1 | Airtel | Tamil Nadu | RT Tower
IN-1070494 | PACODE | 8.3207 | 77.2222 | N.WILSON,GANRAMALAI JUCTION,THERKKURUCHI POST,VILAVANGODE TALUKA,KANYAKUMARI DIST.9442075286 | 2318 | Vodafone | Tamil Nadu | RT Tower
IN-1062843 | Nesamani Memorial College | 8.3078 | 77.2191 | Mr.JHON, NO.27, LAL COMPLEX, TRIVENGRUM ROAD, MARTHANDA, GARKOVIL. PH:9443180416 | MRTM2 | Airtel | Tamil Nadu | RT Tower
IN-1059514 | Neiyyur | 8.2125 | 77.3029 | Open Land Backside Mr.Stephen Jose Building , Sf No. 137/2, Opp To Csc Hosipital Cancer Building, North Street , Neiyuur, Kanyakumar Dt - 629802, Ph: 94435 58699 (Acq By B. Shiva) | NEYUR1 | Airtel | Tamil Nadu | GBT
IN-1062790 | Nayuur | 8.1984 | 77.3045 | MR.VENKATA SUBRAMANIAN,KUMAR THIRUMA MANDAPAM,SF.NO.21/3B,NO.10/9B,THALAKKULAM ROAD,THINGAL GAR,NEYYOOR POST,KANYAKUMARI DIST.-629 802.PH:04651-220879 | MRKT2 | Airtel | Tamil Nadu | RT Tower
IN-1059670 | Nattalam | 8.2771 | 77.2364 | Mr.K.Gopi, S.F.No.483/4A4, Kirthu Veetu Velai Veedu, Srinivas House, ttalam Post, Kanyakumari Dist.-629 004. Ph:04651-270974 / 94436-06987 | NTLAM1 | Airtel | Tamil Nadu | GBT
IN-1060318 | Narayanaguru College Of Engineering | 8.4023 | 77.21 | MRS.M.ANITHA/D.BINU,SF.NO.441/5B1BINSHA BHAVAN,A YEVILA,CHARUVALOOR POST,KANYAKUMARI DIST.-PH:94427-88330 | KLKI3 | Airtel | Tamil Nadu | GBT
IN-1062217 | Nallur | 8.2344 | 77.2169 | S. Ashokarajan, Sf No. 176/8A, Pada Pavatha Villai Veedu, Marthandam Post, Vilavankode Tk, Kanyakumar Dt - 629 159 (Kg Shiva) | NALUR1 | Airtel | Tamil Nadu | GBT
IN-1134967 | MYLODU | 8.2289 | 77.3032 | Mr.A.Mariyathasan, S/o.Abraham, SF No: 28/2, 4/165, Korathattu vilai, Mylodu, Alangoce post, Kanniyakumari , 629 802, 97877-67014 ( leord) | 4384 | Vodafone | Tamil Nadu | GBT
IN-1062009 | Mulagumudu | 8.2668 | 77.2893 | Jesuraja Yohanan, M.J.Raja Auditorium, Mulagamudu Post, Kanyakumari Dist. Ph: 04651-254041, 94436-94177 | MLMDU1 | Airtel | Tamil Nadu | RT Tower
IN-1031312 | MULAGMOODU | 8.2671 | 77.2895 | Mr.T.Selvaragavan, SF.No.573/3, Mulagu Mudu, Land near Reliance Tower, Mulagu mudu To Kannoor Road, Kanyakumari. Ph.9444676664, 04651-248902 | 1496 | Vodafone | Tamil Nadu | GBT
IN-1031665 | MONDAY MARKET | 8.2027 | 77.3047 | R. Sayee Rathan, Kalkulam Towers, No 15/16F, garcoil Road, Thingal gar, Neyyoor Post, 629 802. Ph 94434 50138, 04651 222137 | 1641 | Vodafone | Tamil Nadu | RT Tower
IN-1061601 | Monday Market | 8.2022 | 77.3035 | Maria Arputham, Rajesh Hardware Bulding, 21-171,Mondaymarket ,Neyyoor,Kanyakumari. | MRKT1 | Airtel | Tamil Nadu | RT Tower
IN-1030869 | MIDALAM | 8.2061 | 77.2164 | A.LAZAR, S.F.No. 186/2, Near Door No.No.10/117, Marumarai Vadakai Vilagam, Udhaya Marthandam Post, Vilavan Kodu Taluk, Kanniyakumari - 629 178. | 1493 | Vodafone | Tamil Nadu | GBT
IN-1059626 | Midalam | 8.2139 | 77.2219 | C.Selvin Jayakumar, Sf No. 4228, No. 1-90, Devicode, Karungal, Kanyakumari Dt-629178, Ph: 94439 9226 (Acq By Sm - Subramani - 98940 10684) | MDLAM1 | Airtel | Tamil Nadu | GBT
IN-1031865 | MELPURAM | 8.3418 | 77.2156 | Mr. D. Paulson, Devasahayam Complex, Melpuram, Paakodu, Vilavankodu Taluk, Kanniyakumari. Ph 04651 261047 | 1459 | Vodafone | Tamil Nadu | RT Tower
IN-1059673 | Medhukummal | 8.3034 | 77.1625 | Mr.A.Jacob Bensam, S.F.No.20/1, Aruthesam Village, Alluvilai, Near Chemman Vilai, Medhukummal Post, Vilancode Via, Kanyakumari.-629 172. | MEDHU1 | Airtel | Tamil Nadu | GBT
IN-1128068 | Maruthamkodu | 8.3428 | 77.1938 | P.SUSIL JOHN,S/O PAHIYAL,10/52,PANDRU VILLAI,MARUTHAKODU(PO),KULITHURAI(TK),KANNIYAKUMARI DISTRICT PIN-629163 MOBILE-9344431549, 9790415471 | 3216 | Vodafone | Tamil Nadu | GBT
IN-1031484 | MARTHANDAM | 8.3061 | 77.2236 | PKN Ammal Lodge, Market Road, Marthandam | 1604 | Vodafone | Tamil Nadu | RT Tower
IN-1061605 | Marthandam | 8.3058 | 77.2236 | And Lodge,Near Bus Stand,Marthandam, Ph-04651 270009 | MRTM1 | Airtel | Tamil Nadu | RT Pole
IN-1059510 | Mandaikadu | 8.1646 | 77.2801 | Mrs. Saroja Thirumal, Sf No. 74/12, Sus Building, Near Bhagavathy Amman Koil, Mandaikadu Post, Kanyakumari Dt - 629174 (B.Shiva) | MNDKD1 | Airtel | Tamil Nadu | GBT
IN-1101297 | MANALI | 8.3106 | 77.1362 | Ali NK, S/O samani, Mullanvali, Mali, Kayakumari. Ph:9943887939 | 3802 | Vodafone | Tamil Nadu | GBT
IN-1060581 | Malangara Catholic College | 8.3232 | 77.1651 | R.SF.NO.150/16,N.WILSON,MARUTHAM CODE HOUSE,KULAPPURAM POST,KALIYAKKA VILLAI,KANYAKUMARI DIST-PH-98428 84023 | KLKI2 | Airtel | Tamil Nadu | GBT
IN-1060432 | Madha Colony | 8.1758 | 77.2486 | MR.PATHROSE,45/66B,MADA COLONY,4TH STREET,KOLACAL POST,KANYAKUMARI-629251-PH-92452 16610 | KLCL2 | Airtel | Tamil Nadu | GBT
IN-1031920 | Kuzhithurai | 8.3144 | 77.2028 | T.V.Pranesh Deepak, PP Vincent Plaza, Near Laxmi theatre, Court road, Kulithurai, Vilavankode TK, Kanyakumari Dt , 93444-30941, 04651-244393 | 1811 | Vodafone | Tamil Nadu | RT Tower
IN-1061524 | Kuzhithurai | 8.3147 | 77.2039 | P.T Wilson Plaza, 16/53C Main Road, Kuzithurai. | KUZH1 | Airtel | Tamil Nadu | RT Tower
IN-1059532 | Kunnathur | 8.2876 | 77.1898 | Open Land Of Mr. Wilson, 1729/A2, Sf No.191/23, D.No.32/34D, Thekku Puthukadu, Kunnthur Post, Kanyakumari Dist, Ph-04651-235563, 9442011076 | KNNTR1 | Airtel | Tamil Nadu | RT Tower
IN-1031239 | KUMARAPURAM | 8.2917 | 77.3215 | K. Jayakumar, Sf No 554/4A, Main Road, Kumarapuram, Kanniyakumari Dt 629189,. Ph 04651 289560, 98429 55003 | 1630 | Vodafone | Tamil Nadu | GBT
IN-1059583 | Kumarapuram | 8.2922 | 77.3212 | K. Jayakumar, No:10 / 167, Krishna Bhavan, Krishnapuram Junction, Kumarpuram, Kanyakumar Dt- 629189, Ph: 04651-289560 (Acq By S. Raghunathan) | KMRPM1 | Airtel | Tamil Nadu | GBT
IN-1060368 | Kulasekaram | 8.3763 | 77.2954 | PONMUTHAN, DAS BHAVAM, CONVENT JUNCTION, KULASEKARAM, KANYAKUMARI-629161PH:9443791274 | KLKRM1 | Airtel | Tamil Nadu | GBT
IN-1060906 | Kulasekaram | 8.359 | 77.292 | Jeyakuamar Land, Near Gold Star Work Shop, Malivilai Road,Kulasekaram Phone: 279595 | KLSKM1 | Airtel | Tamil Nadu | GBT
IN-1059907 | Kulapuram | 8.3188 | 77.1545 | Mr.y.daniyal,old.sf.no.2043 & 2084,resurvey No.97/10 & 97/11a,bethel,vayalinkarai Methukummal Post,kanyaumari Dist-629172.ph.no.99945-75114. | KLPRM1 | Airtel | Tamil Nadu | GBT
IN-1060901 | Kulachal | 8.1786 | 77.2528 | Eniyan Land,Dhason Building Backside,Main Road, Kulachel, Phone:9443482955 | KLCL1 | Airtel | Tamil Nadu | GBT
IN-1062878 | Kulachal | 8.1793 | 77.2608 | MR.SIVADHANU PILLAI,RS.NO.B1,1/1B,NO.3/62,MAIN ROAD,GOMATHIS TOWN HALL,NEAR AN STATUE,KOLACHEL,KANIYAKUMARI-629521,PH:99444-25768 | KLCL3 | Airtel | Tamil Nadu | RT Tower
IN-1059578 | Kothinallur | 8.2841 | 77.3084 | S. Florence Nightingalejaya, W/O.Alexandar, Sf No. 199/4, D.No.34, Land Opp To Church, Chemparthivillai, Kothinallur Village, Kanyakumari Dt-629166, Ph: 93444 30046 (Acq By Kg Shiva) | KTINR1 | Airtel | Tamil Nadu | GBT
IN-1060440 | Kollavillai | 8.2355 | 77.3255 | MR.K.S.MURUGHADAS,SIVA NIVAS,KOLLAM VILAI,THAKKALI POST,KANYA KUMARI DIST.-629175.PH:94434-21796 | TKLI2 | Airtel | Tamil Nadu | GBT
IN-1059466 | Kollankodu | 8.2909 | 77.1132 | V. Ramachandran Nair, 410/14A5, Lakshmi Kumaran Building, Kannagam Junction, Kollan Kodu, Kanyakumari - 629160, Ph: 94433 60372, 04651-261554, 268372 (Acq By Aster) | KLNKD1 | Airtel | Tamil Nadu | RT Tower
IN-1031266 | KOLANKODUTNZ | 8.2912 | 77.1101 | Mr. Syam Kumar, Rs No 413/6, Kollankodu Village, Vilavankodu Tk, Kanniyakumari Dt | 1615 | Vodafone | Tamil Nadu | GBT
IN-1060264 | Kodimunai | 8.1792 | 77.2393 | V. SHAHIL, S/O, VEIJASILAR AMBIAN 23, NO.435, KODIMUNAI, COLACHAI, KANYAKUMARI - 629521 PH: 04651216583 MOBILE:9442963868 | KLCL4 | Airtel | Tamil Nadu | GBT
IN-1031254 | KILLIYUR | 8.2701 | 77.2027 | P. Periasamy, Sf No 76/25, No 314/16, Subbiah Street, Ambai Tk, Tirunelveli 627 . Ph 04634 274654, 93457 31433 | 1620 | Vodafone | Tamil Nadu | GBT
IN-1059132 | Killiyur | 8.2703 | 77.2026 | T.Angnes Sheela, Sf No: 78/2, Chadayan Kuli, Killiyur Post, Kanniyakumari-629187 | KILUR1 | Airtel | Tamil Nadu | GBT
IN-1114561 | Keelkulam | 8.2267 | 77.1932 | Mr.M.Benny Arthar Davis, S/o.Manueraj, SF No: 480/7, no:18/69, Keelkulam post, Kanniyakumari - 629 193, 99769-26510 | 1481 | Vodafone | Tamil Nadu | GBT
IN-1107073 | KATTUVALAI | 8.2825 | 77.2721 | MR.A.RAJAMANI, KATTUVALAI, KATTATHURAI,NEAR CSI CHURCH, KATTATHURAI(PO), GERCOIL. | 4508 | Vodafone | Tamil Nadu | GBT
IN-1031797 | KARUNGAL | 8.239 | 77.2408 | Mrs. Sobam, S/o. Kochappa dar, No 31/A, Vetrivilai Kottai, Kappirai Sirappu Ooratchi, Karungal Post, Kanniyakumari. Ph 04561 267987,? 94427 61231 | 521 | Vodafone | Tamil Nadu | RT Tower
IN-1062139 | Karungal | 8.2377 | 77.2414 | C. Gnanasigamani Complex, Backside Bus Stand Main Road, Karungal, Kanyakumari Dt - 629157, Ph: 04651-266319 / 267074 (Acqu By Aster) | KRNGL1 | Airtel | Tamil Nadu | RT Tower
IN-1059814 | Kappiyarai | 8.2553 | 77.2561 | Mr.G.Cecil,S/0.Mr.Gnanaraj,New Sf.No.62/4,112/6&62/2, Kattuvillai, Kanjikuzhi Post,Palliyady,Kappiyarai,Kanyakumari Dist.-629 169.Ph:99062-43502/04561-266432. | KPYRI1 | Airtel | Tamil Nadu | GBT
IN-1059487 | Kallukuttam | 8.1892 | 77.2902 | S.Suseela Stephan, Sf No. 589/3, 16-119, Kulachal Main Road, Kallukuttam Tk, Kanyakumari Tk - 629808 | KLKTM1 | Airtel | Tamil Nadu | GBT
IN-1031666 | KALIYAKAVILAI | 8.3328 | 77.172 | T. Sathyanesan, S.F.No:3715/75, Re S.F.No:240/18, P.P.M. Junction, Kalliyakkavilai, Kanniakumari Dt. | 1637 | Vodafone | Tamil Nadu | RT Tower
IN-1061477 | KALIYAKAVILAI | 8.3328 | 77.1719 | H.Abdul Rahim 1/16-A, Market Road, Ppm Junction, Kaliyakavilai, Kanniyakumari Tk., 04651 - 244560, | KLKI1 | Airtel | Tamil Nadu | RT Tower
IN-1059324 | Kadayal | 8.4068 | 77.2658 | Open Land Of Jumma Palli Vasal, Mr.Peer Mohammed, (Secretary), Main Road, Kadayal. Ph- 04651-281194 | KDYAL1 | Airtel | Tamil Nadu | RT Tower
IN-1031265 | EZHUDESAM | 8.2728 | 77.1448 | R. Rajeshkumar, Survey No.263/11-D, Patta No.4639, Eludesam Village, Vilavancode Taluk, Kanyakumari District. | 1616 | Vodafone | Tamil Nadu | GBT
IN-1059486 | Eraniel | 8.2059 | 77.3131 | Mr. S.Mani, S/O.Mr.A.Selvaraj, Opp Land Opp To Shenbagavalli Temple,Achari Street, Neiyur Post, Eraniel, Kaniyakumari Dist - 629802, Ph: 98940 35317, 98940 35309 (Aster) | ERNEL1 | Airtel | Tamil Nadu | GBT
IN-1062211 | Edaikodu | 8.3738 | 77.1994 | Mr. James, Sf No. 475/1A, 1B, Opp To Panchayat Office, Kambarakamugal, Karrakadu, Keelai Puthan Street, Edaikodu. Ph- 04651-284358 (Acq By Aster) | EDKDU1 | Airtel | Tamil Nadu | GBT
IN-1069359 | CHERUVALLOR | 8.3986 | 77.1974 | PUSHPA BABI,W/O CHARLES CHANDRA VILASAM, MAYCOAT STREET, CHERUVALLOR(POST), VILANGUDU(TALUKA), KANYAKUMARI DIST.9442653052 | 3251 | Vodafone | Tamil Nadu | GBT
IN-1126712 | Chadavilai(Eraniel) | 8.2036 | 77.3091 | MR.C.SIVA THANU, S/O.CHOKKALINGAM PILLAI, S.NO.196/4, NO.19/46C, ERANIYAL, NEYOOR POST, MONDAY MARKET, KANYAKUMARI DIST - 629 802. | NEYUR3 | Airtel | Tamil Nadu | GBT
IN-1031235 | Balapallam | 8.2104 | 77.2483 | P. Devaraj, SF NO 1162 & 371/4C, 371/6A, Thematti Villi, balapallam, kalkulam Tk, KK Dt 629159. Ph 04651 255084, 98430 06590 | 1622 | Vodafone | Tamil Nadu | GBT
IN-1062228 | Athoor | 8.3255 | 77.2581 | Mr. F.Freddy Mendez, Sf No. 133/2A, No. 10/17, Mee Medicals Building, Atoor Main Road, Atoor, Thiruvattaru Post, Kanyakumari - 629177, Ph: 04562-2323252 / 98430 95525 (Acq By Sm) | ATOOR1 | Airtel | Tamil Nadu | RT Tower
IN-1059607 | Aruvikkarai | 8.3332 | 77.2769 | Open Land Of Mrs. Shabari Girishan, Srivilasan, Main Road, Aruvikkarai, Kanyakumari Dist. Ph-04651-282761 | ARKRI1 | Airtel | Tamil Nadu | GBT
IN-1031259 | ARUMANAI | 8.3663 | 77.2427 | C. Krishn, Sf No 2060 A,B,C R Sf No 155/1, Backside Reliance Tower,Kulichani, Arumani Post, Kk Dt 626151, Ph 04651 286083 Pp | 1635 | Vodafone | Tamil Nadu | GBT
IN-1061050 | Arumanai | 8.3667 | 77.242 | E.G.Jayapaul, Survey No: 141/19, Gj Golden Complex, Mavilai, Arumani Dt-629151 / 04651-209323 | ARMNI1 | Airtel | Tamil Nadu | RT Tower
IN-1059848 | Arudesam | 8.2958 | 77.157 | Mr.C.Kumar,Re.Sf.No.86/5A,Kalasari Vizhi Veedu,Vavarai,S.T.Mankadu Post,Kanyakumari Dist-629172.Ph.No.243916. | ARDSM1 | Airtel | Tamil Nadu | GBT
IN-1112813 | ALANJI | 11.1496 | 77.5237 | MERCY CHRISTIAN TRUST, C.Tangappan,S/o,Chellaiah,Gandhi Nagar,Alanchi Post,Kanyakumari-629159,Ph-04651-254321,94439-94167 | 1240 | Vodafone | Tamil Nadu | GBT
IN-1240023 | THALACHAN VILAI | 8.3246 | 77.1545 | Jancy,D/O Aaroon, Kallavakodu, Thalachanvilai, Kulapuram (Po), Kanyakumari - 629190. Ph:9442075281,04651-244026 | TLCHV1 | Airtel | Tamil Nadu | GBT
IN-1240022 | PALUR | 8.2549 | 77.2259 | Mrs.RISILET RANI.Mr Thomson,S/O Apparao, St Chevveli vilai, Mangavai(Po), Vilavancode(Tk), Kanyakumari - 629157.Ph:9965839121. | KPALR1 | Airtel | Tamil Nadu | GBT
IN-1233166 | VELIMALAI | 8.2942 | 77.3519 | Mr. D.BRITE,VELIVELAI, PERUMSILAMBU, VELIMALAI, KANYAKUMARI Dt- 629164 ph : 04651-349590 | VLIMI1 | Airtel | Tamil Nadu | GBT
IN-1030662 | VIKRAMASINGAPURAM | 8.7138 | 77.3874 | P. Ranjan, Sf No 430/6 main Road, Vikaramasingapuram, Ambasamuthiream Tk, Tirunelveli 627425. | 2911 | Vodafone | Tamil Nadu | GBT
IN-1061987 | Vikramasingapuram | 8.7122 | 77.395 | Mr.Steephen,Paul Complex,Main Road,Vikramasinga Puram | VSPM1 | Airtel | Tamil Nadu | RT Tower
IN-1232330 | VELLIKULAM | 8.7952 | 77.4071 | POTTAL PUDUR P.O. | VKLM1 | Airtel | Tamil Nadu | GBT
IN-1068000 | Vellanguli | 8.6942 | 77.491 | Mariyappan, s/o natarajan,vellangui,venugopal street,ambasamudram tk,tirunelveli dt,ph;9245494307 | VLNGL1 | Airtel | Tamil Nadu | GBT
IN-1030598 | VEERAVANALLUR | 8.6887 | 77.5214 | V.R. Velayutham, Sf No 573/1, No 51, Subramaniyapuaram, Kalakulam, Veeravallur Post, Ambasamuthiram Tk, Tirunelveli Dt. Ph 04634 287441 | 2916 | Vodafone | Tamil Nadu | GBT
IN-1059260 | Veeravanallur | 8.6923 | 77.5195 | S. Rajaraman, Sf No. 605, Rajaraman Open Land Bharathy gar, Veerallur, Arasankulam, Thirullar, Ph: 04634-287441 | VRNLR1 | Airtel | Tamil Nadu | GBT
IN-1067876 | Vadakku Ariyanayakipuram | 8.7224 | 77.5436 | MR.K.MUTHUPANDIYAN,S/O.KANDASAMY DEVAR,SF.NO.311/3,VADAKKU ARIYAKIPURAM,AMBASAMUDRAM TALUK,THIRUNELVELI DIST.-627303.PH:9360255644 | VDKPM1 | Airtel | Tamil Nadu | GBT
IN-1067722 | THUPPAKUDI | 8.7744 | 77.4457 | OPEN LAND OF Mr.PALANI MOOPAR,RAYA SWAMI KOVIL STREET,THUPPAKKUDI,ALANGULAM TK,TIRUNELVELI.9942673360 | TPPKD1 | Airtel | Tamil Nadu | GBT
IN-1067677 | THULUKAPPATTI | 8.7808 | 77.5163 | OPEN LAND OF Mr.ADHISING,CHURCH STREET,TULUKKAPATTI,AMBASAMUDRAM TK,TIRUNELVELI.9362851595 | TLKPT1 | Airtel | Tamil Nadu | GBT
IN-1067732 | Thiruviruttanpuli | 8.6168 | 77.566 | l.arumugukani ,s/o larmannatan,velaiyarkulam,thiruverttanpulli,seran mahate vill,ambai tk ,thirunelveli dt, | TRTPL1 | Airtel | Tamil Nadu | GBT
IN-1067737 | Therku Viravanallur | 8.6578 | 77.5126 | N. PANDI DAR, S/O. VAMANI DAR, RETTIYARPURAM, THERKKUERALLUR, AMBAI (TK), TIRUNELVELI.PH: 9865120514. | TRVNR1 | Airtel | Tamil Nadu | GBT
IN-1059998 | Subramaniyarpuramyathur Street | 8.6833 | 77.4711 | S.KRISHN,OLD.NO:51A,NEWNO:181,SUBRAMANIYARPURAMYATHUAR STREET,KALLADAIKURICHI,T.VELI-627416.PH:9345661003 | KLDKC2 | Airtel | Tamil Nadu | GBT
IN-1030503 | SIVANTHIPURAM | 8.7097 | 77.407 | R. karthikai Selvi, No 5/250, babu Buildings, main Road, Sivanthipuram, Vikramasingapuram Post, 627 425. Ph: 04634 220666 | 2919 | Vodafone | Tamil Nadu | GBT
IN-1059233 | Sivanthipuram | 8.7114 | 77.4075 | Mrs. Indirani Bose Land Sf No. 1121/2, St Peters Nursery And Primary School, Ambalava Puram Main Road, Sivanthipuram, Thirunelveli Dt-627425, | SVTRM1 | Airtel | Tamil Nadu | GBT
IN-1100184 | SINGIKULAM | 8.5919 | 77.6353 | ARUMUGASAMY, S/O, RAMACHANDRAN, 50-SUBA CHANDRABOSE STREET, NGUNERI(TK), TIRUNELVELI.PH:9486511536, | 2380 | Vodafone | Tamil Nadu | GBT
IN-1070740 | SHANKULAM | 8.7496 | 77.4802 | SELVA GANESHNAN,AMMAN STREET,KABALIPARAI POST,SHANKULAM,KABALIPARAI TALUKA,TIRUNELVELI DIST.9942502452. | 2936 | Vodafone | Tamil Nadu | GBT
IN-1060447 | Sarakkal Muthu St | 8.6846 | 77.4655 | K.POONUSAMY, SARAKKAI MUTHU STREET, KALLADI KURUCHI. PH:9366708845 | KLDKC3 | Airtel | Tamil Nadu | GBT
IN-1060007 | Sannathi Street | 8.7159 | 77.3902 | MRS.LOGAMPAAL,W/O.MR.SIVA SATHYA MOORTHY,LAND OPP.TO BUNGALOW HOUSE,VAMBALATHAN PARI STREET,VIKRAMASINGHAPURAM,THIRUNELVELI DIST.-627 425.PH:94439-70507 | VSPM3 | Airtel | Tamil Nadu | GBT
IN-1030882 | POTALPUDHUR | 8.7991 | 77.3878 | M.Somasundari, W/O. Mahadevan(Late), Land Near Owner House, North Road, Pottalpudur Post, Ambasamudram Tk, Tirunelveli - 627 423, 04634-240704 | 1751 | Vodafone | Tamil Nadu | GBT
IN-1030949 | PATTAMADI | 8.6691 | 77.5841 | V. Parvathy,Sf No 313/1, UDR Sf no 682/1, Pathamadai, Ambasamuthiram Tk, Tirunelveli 627 453. Ph 04634 260628, 94438 69625 | 2918 | Vodafone | Tamil Nadu | GBT
IN-1059509 | Pathamadai | 8.6705 | 77.5838 | N. Subbaiah, Sf No. 313 / 1A1, 203 /7, Bhathiyar Street South, Pathamadai, Ambai Tk, Tirunelveli - 627 453, Ph: 04634-260445 (Acq By Aster) | PTMDI1 | Airtel | Tamil Nadu | GBT
IN-1060129 | Nagalati Street | 8.7015 | 77.4496 | MR.S.T.S.NATRAJAN,OLD SF.NO.369/2A1A,NEW SF.NO.859/5,NAGALADI STREET,AMBASAMUDRAM,THIRUNELVELI DIST.-627 401.PH:99423-28122 | ABSM3 | Airtel | Tamil Nadu | GBT
IN-1030532 | MUKUDAL | 8.7394 | 77.5245 | P. Periasamy, S.F.No:75/1A,76/2, New S.F.No:76/25, 314/16 At Subbaih St, Mukkudal, Thirunelveli-627601 | 2920 | Vodafone | Tamil Nadu | GBT
IN-1059170 | MUKUDAL | 8.7406 | 77.5234 | P.Periasamy, Subbiah Street, Mukkoodal-627601, Ambasamuthram Tk, Ph. 274654 / 274458 | MUKDL1 | Airtel | Tamil Nadu | GBT
IN-1086106 | Melkarai | 8.5939 | 77.6262 | Subhuthai, Melakarai, Idayaman(Po), Singikulam, Tirunelveli(Dt) | MLKAR1 | Airtel | Tamil Nadu | GBT
IN-1031183 | MELASAVAL | 8.6687 | 77.6173 | G.karu meni, 4, illathar north street, melaseval, Ambai, Thirunelvelli. Ph:04634-279131, 04634-279579 | 1391 | Vodafone | Tamil Nadu | GBT
IN-1116755 | Mela-Ambur | 8.7709 | 77.3628 | MICKEL, S/O, ANTONY, S.F. NO.7/1-B, HEDY STREET, KARUTHAPILAYUR, MELAAMBUR, TIRUNELVELI | MLMBR1 | Airtel | Tamil Nadu | GBT
IN-1059163 | Manimutharu | 8.6519 | 77.4305 | R.Vadivel, Sf No:186/3A. Pwd Office Backside,Near Reliance Tower, Manimutharu, Ambasamuthrum, Tirunelveli - 627421 | MMTRU1 | Airtel | Tamil Nadu | GBT
IN-1116751 | Kodarangulam | 8.6918 | 77.4237 | SUBHULAKSHMI, W/O, N.SUBRAMANI, S.F.NO. 393/1-B, ANGAPPARR STREET, KOTTARAIKULAM, AMBAI(TK), TIRUNELVELI. PH:9345731951 | KDRLM1 | Airtel | Tamil Nadu | GBT
IN-1062302 | Kilakadayam | 8.8225 | 77.3742 | Mr.A.Peer Mohammed,S.F.No.196 &197,No.1/92F,Al-Ameen Complex,Amee 2 Nd Road,Keelkadayam,Kadayam,Thirunelveli-627 423.Ph:94439-69924/0434-240801.(Remarks:Mr.Peer Mohammed Is A Brother Of Mr.Mohideen Pi | KLKDM1 | Airtel | Tamil Nadu | RT Tower
IN-1030715 | KEELAMBUR | 8.7608 | 77.404 | Mr. Seeni Pandian, S/O. Bala Desa Devar, No 2/77, DurgaiammanKoilStreet, Kilambur Post, Ambasamuthiram Taluk, Tirunelveli. Ph 0462 283689 | 492 | Vodafone | Tamil Nadu | GBT
IN-1060350 | Karukuruchi | 8.6814 | 77.5434 | KRISHNASAMY, SOUTH STREET, KARUKURUCHI, TIRUNELVELI. PH:9442972588 | KRKCH1 | Airtel | Tamil Nadu | GBT
IN-1061991 | Kalladaikurichi | 8.6875 | 77.4611 | Mr.A.Mohammed Ali Jinnah, 82A, South Car Street, Kalladaikurichi, Tirunelveli - 627 416 / 04634-252099, 9865297450, 98420-99993 | KLDKC1 | Airtel | Tamil Nadu | RT Tower
IN-1074320 | Kakkanllur | 8.7531 | 77.4219 | P.ESAKKIPANDIAN, S/O PATTATH THEVAR, SF NO.246/4B AYAN THIRUVALISWARAM, KAKALLUR, AMBASAMUDRAM TK TIRUNELVELI 627 418 PH:99760 31607 | KKNLR1 | Airtel | Tamil Nadu | GBT
IN-1030729 | KADAYAM | 8.8358 | 77.372 | K.P. Madasamy, No 6/64, Ks gar, Kadayam, Ambasamuthiram Taluk, Tirunelveli. Ph 94862 40395 | 491 | Vodafone | Tamil Nadu | GBT
IN-1073937 | Ilanthakulam | 8.7715 | 77.5507 | S. ANTONY, S/O. SABARIMUTHU DAR, ILANGAIKULAM, AMBAI(TK) TIRUNELVELI. PH:04634313953. | ILKLM1 | Airtel | Tamil Nadu | GBT
IN-1073932 | Idaiyankulam | 8.5811 | 77.5855 | s.emily,w/o suresh,7 th south street,etaiyankulam,nanguner tk,thirunelveli dt,ph 9443340337. | IDNKM1 | Airtel | Tamil Nadu | GBT
IN-1106466 | Harikesavanallur | 8.7093 | 77.5138 | S.RAMACHANDRAN, S/O, SUBHAIA THEVAR, LLKANNUPILLAI STREET, HARIKESAVALLUR, AMBASAMUDRAM(TK), TIRUNELVELI. PH:04634288092. | HARKS1 | Airtel | Tamil Nadu | GBT
IN-1059118 | Gopalasamuthram | 8.6738 | 77.6379 | Mr. T.K. Nambi, Sf No. 300/1A, Kumbakonar Compound Main Road, Gopalsamudram, Ambasamudram Tk, Thirunelveli Dt-627451 | GPSRM1 | Airtel | Tamil Nadu | GBT
IN-1060355 | Gandhi Statue | 8.6987 | 77.5186 | G.T.TARAJAN, ELUVITTU VALAIVU, MUDUKKU, NEAR GANDHI STATUE, VEERAVALLUR, AMBASAMUDRAM, TIRUNELVELI.PH:9486559359 | VRNLR2 | Airtel | Tamil Nadu | GBT
IN-1100182 | Edaikkal | 8.758 | 77.4641 | KOVILPILLAIGYANARAJ, S/O, ALPERT MANIKARAJ, EDAIKAL, AMBAI(TK), TNVL. PH:9443282236 | EDKKL1 | Airtel | Tamil Nadu | GBT
IN-1106645 | DHARAMAPURAMATAM | 8.7945 | 77.3392 | MR.A.SHEIK MOHIDEEN, /A.MOHIDEEN PITCHAI,S/O.RN.ABDUL RAHMAN,SF.134,KA ROAD,DHARAMAPURAMATAM,AMBASAMUDRAM TALUK,THIRUNELVELI DIST.-PH:04634-294528 | DHARM1 | Airtel | Tamil Nadu | GBT
IN-1060868 | Cheranmadevi | 8.6841 | 77.5676 | Mohammed Noorul Ameen Abdul Latheef Land,Old No: 12 New No: 6 , South Street, Ambakarathur, | CMDV1 | Airtel | Tamil Nadu | GBT
IN-1060173 | Brinda Cotton Mill | 8.7309 | 77.4214 | 10/74,MANRKOVIL MAIN ROAD,NEAR BRINDA COTTON MILL,MANR KOVIL,AMBASAMUTHIRAM-627 407-PH-99657 07341 | ABSM4 | Airtel | Tamil Nadu | GBT
IN-1072498 | Bramadesam | 8.7331 | 77.4464 | S. MURUGAIYA DEVAR, SIO. SANMUGADEVAR, SATHI STREET, PRAMTHSAN, AMBAI (TK), TIRUNELVELI. PH: 04634250627. | BRMDM1 | Airtel | Tamil Nadu | GBT
IN-1060785 | Babanasam | 8.7175 | 77.3774 | S.RAMAKRISHNAN, 88/35C, DANAMEDDU PALAYAM STREET, VIKRAMASINGAPURAM. KANYAKUMARI(DT) PH:04634220589 | VSPM4 | Airtel | Tamil Nadu | GBT
IN-1116753 | Athalanallur | 8.7205 | 77.4906 | MUTHAIAH, S/O, MURUGESA DEVAR, SATHI STREET, ANTHALLUR, AMBAI(TK), TIRUNELVELI(DT). PH:0463428831 | ATNLR1 | Airtel | Tamil Nadu | GBT
IN-1060607 | Anbavanapuaram | 8.7109 | 77.4012 | HARIHARAN, 320, RICE MILL STREET, AMBALAVANAPURAM, VIKRAMASINGAPURAM, AMBASAMUDRAM,(TK) TIRUNELVELI(DT) PH:9965169205 | VSPM5 | Airtel | Tamil Nadu | GBT
IN-1060837 | Ambasamudram | 8.7057 | 77.4452 | Mr.Mca. Martin,Madha Saw Mill, Ayyanarkulam Mela Road.Ambasamudram | ABSM2 | Airtel | Tamil Nadu | GBT
IN-1061260 | Ambasamudram | 8.7047 | 77.4564 | Mr.Selvaraj, 43, West Car Street, Ambasamudram | ABSM1 | Airtel | Tamil Nadu | RT Tower
IN-1059282 | Alwarkurichy | 8.7823 | 77.3982 | K.Ponusamy Sf No:1430/1A, Opp To Police Station, Sivasailam Road, Behind Pods Std Booth, Alwarkurichi, Tirunelveli - Dt - 627412 | AWKCI1 | Airtel | Tamil Nadu | GBT
IN-1030718 | ALWARKURICHI | 8.7856 | 77.4006 | B.Kather Shah Ali, 75/1, pallivasalvadakku street, Alwarkurichi post, Amabasamudhiram TK, Tirunelveli Dt 94420-64730 | 578 | Vodafone | Tamil Nadu | GBT
IN-1071923 | ALAGABBAPUREM | 8.6596 | 77.4919 | MRS.KUZHALAMANI, W/O SUDALIMUTHU DAR, ALAGAPAPURAM, THERKU VEERAVALLUR, AMBASAMUDRAM TK, TIRUNELVELI DIST. PH: | ALGBM1 | Airtel | Tamil Nadu | GBT
IN-1235061 | PUGADAYANKULAM(KEELA UPPOORANI) | 8.6057 | 77.61 | Mr.S.Selvamoorthy, S/o.Sudalaimuthu, SF No: 4/20, Keela uppurani, Karisalpatti post, Cheran mahadevi via, Nanguneri TK, Thirunelveli - 627414, 94860-04634, 04634-295368 | 7222 | Vodafone | Tamil Nadu | GBT
IN-1068024 | Vengadampatty | 8.8539 | 77.4074 | OPEN LAND OF Mr.T ARUMUGA CHELVAM,1/92,NADU STREET,VEGADAMPATTY,ALANGULAM TK,TIRUNELVELI. PH:04633257735 | VNGPT1 | Airtel | Tamil Nadu | GBT
IN-1083592 | VENGADAMPATTI | 8.8457 | 77.4179 | R.VELUCHAMY S/O RAMADAR 7/20 KOVILUTHUR ,DU THERU,ALANKULAM(TK) THIRUNELVELI(DT) PH:9442557301,04633-257301 | 5641 | Vodafone | Tamil Nadu | GBT
IN-1059553 | Thippampatti | 8.8983 | 77.3759 | S. Ponnusamy, Sf No: 64/4, Near Uthara Madasamy Koil, Nadarpatty Road, Thippanampatty, Thirunelveli - 627808, Ph: 98654 66555 (Acq By B.Sivakumar) | TIPMT1 | Airtel | Tamil Nadu | GBT
IN-1067729 | Therkumadathur | 8.8273 | 77.4079 | MR.P.PALDURAI,S.NO.66/1A4,THERKUMADATHUR,AMBASAMUTHIRAM TALUK,THIRUNELVELI. | TRKDR1 | Airtel | Tamil Nadu | GBT
IN-1030739 | SURANDAI | 8.9778 | 77.4196 | C.P.S. Sundara Kumar, Shanthi Complex, Shanthi Side Shanthi Market Road, Near Bus Stand, Surandai, Tirunelveli. Ph 94436 13359 | 2914 | Vodafone | Tamil Nadu | GBT
IN-1061006 | Surandai | 8.9775 | 77.42 | Bala Murugan Land.Opp Mahalaxmi Hospital,Market Road,Surandai(Near Relaiance Tower)Phone262729 | SNDI1 | Airtel | Tamil Nadu | GBT
IN-1059227 | Sundarapandiapuram | 8.9723 | 77.3887 | S.Shankaran Aasari, Sankaran Aasari Compound, Sf No. 160/1, Mukkusamy Kovil Street, Opp. To Bus Stand, Sundarapandipuram, Thirunelveli-627858, Ph: 98428-19110, 954633-262461 | SPPRM1 | Airtel | Tamil Nadu | GBT
IN-1067318 | SEVALASAMUTHIRAM | 8.8165 | 77.5132 | OPEN LAND OF Mr.MANOHARAN,11/2,KANDAMPATTI,MARADUMUTHU POST,ALANGULAM TK,TIRUNELVELI. PH:9865578946 | SEVAL1 | Airtel | Tamil Nadu | GBT
IN-1060249 | Sardar Raj College Of Engg | 8.8808 | 77.4496 | MR.KARUPPAIYA(COUNSELLER)BLOCK NO.2/117,ERICHATHAM,SIVAKASI TALUK,VIRDHUGAR DIST.-626 103.PH:94427-50529 | AGLM2 | Airtel | Tamil Nadu | GBT
IN-1066966 | Pulavanur | 8.8504 | 77.374 | R.RAMACHANDRAN S/O RAMASAMY, SF NO.321/A PULAVANUR, AMBASAMUDRAM TK. TIRUNELVELI DIST.PH:9486452896 | PLVNR1 | Airtel | Tamil Nadu | GBT
IN-1059619 | Pethanadarpatti | 8.8888 | 77.4091 | Mr. Sivanu Nadar, Ex. President, Sf No. 287/9, Rajavu Managar, North Street, Pethanadarpatti, Alangulam Tk, Tirunelveli Dist - 627808. Ph-94431 13371 (Acq By B.Siva - 98947 00066) | PNPTI1 | Airtel | Tamil Nadu | GBT
IN-1060987 | Pavurchatram | 8.9168 | 77.3838 | P.R.S Ganeshan(Land Owner),Tneb Rtd Foreman,Surandai Road,Pavursathiram | PVCRM1 | Airtel | Tamil Nadu | GBT
IN-1112495 | Odayampully | 8.8067 | 77.5466 | S.Perumal, S/o.Subhukutti kor, 9/200, du theru, Udayampuli, Aalangulam(t.k), TirunelveliDt. Ph:9976576277 | ODMPL1 | Airtel | Tamil Nadu | GBT
IN-1030994 | KUTHAPANJAN | 8.8254 | 77.4738 | Mr.M.Peter Jegudas, Church Street, Keela Kutha Panchan, Alankulam(Tk), Nellai - 627 851. | 2141 | Vodafone | Tamil Nadu | GBT
IN-1074586 | Kuthapanjan | 8.8286 | 77.4668 | OPEN LAND OF Mr.K MUTHUKUMAR NADAR,97/1,NORTH STREET,KUTHAPANJAN,ALANGULAM TK,TIRUNELVELI.PH:04733272174 | KTPNJ1 | Airtel | Tamil Nadu | GBT
IN-1059587 | Kulasekarapatti | 8.9467 | 77.3792 | B. Sivakumar, C/O. Sundara Kor, Sf No. 980/2A, Land Opp To Amal Social Welfare Centre And Clinic Main Road,C, Thirunelveli Dt - 627804, Ph: 94427 25674, 04633-250764 (Acq By B.Siva) | KLSPT1 | Airtel | Tamil Nadu | GBT
IN-1059136 | Kilapavur | 8.9251 | 77.3948 | Open Land Of Mr.N. Sattanathan, C/O Jaya Medicals, Main Road , Keelapavuru, Thirunelveli Dt-627806, | KLPVR1 | Airtel | Tamil Nadu | GBT
IN-1116761 | KARUMPULIYUTH | 8.8401 | 77.5409 | Mr.S.tarayan dar,S.No.1405/4I,Sivalarkulam Village,Alankulam Taluk,Thirunelveli-627 851-Ph-97891 83448 | KRMYT1 | Airtel | Tamil Nadu | GBT
IN-1060656 | Kaluneerkulam | 8.9122 | 77.4468 | MR.A.MURUGAN,S/O.ARUMUGAM,OLD NO.119A,NEW NO.2/165,AMBATHAKAR STREET,ALANGULAM POST,THIRUNELVELI DIST.-627 861,PH:98655 73623 | KLNKM1 | Airtel | Tamil Nadu | GBT
IN-1059636 | Kallurani | 8.9128 | 77.3659 | Open Land Of Mr. V.S Velusamy, S/O. Mr. Subbayya dar, D.No.143, Kallurani, Pavurchatram Post, Tirunelveli Dist. | KLRNI1 | Airtel | Tamil Nadu | GBT
IN-1060665 | Kadayam Perumpattu | 8.8599 | 77.3434 | MR.S.MAYAVA DAR, S/O.SIVAIAH DAR, S.NO.869/2, OLD NO.2/10E, NEW NO.2/50, AYOTHI MAGAR, KAYOOR, KATAIYUM PERUMPATHU, AMBASAMUTHIRAM-TK, THIRUNELVELI DIST - 627 436. PH:94437 03758 | KDMBT1 | Airtel | Tamil Nadu | GBT
IN-1059664 | Gunaramanallur | 8.9151 | 77.3391 | Open Land E.Sekar, 7/14,Amman Santhy Street, Pullukattuvalazu, Guramallur Post,Thenkasi Tlk,Tirunelveli Dist-627814 ) | GRNLR1 | Airtel | Tamil Nadu | GBT
IN-1116765 | Edayerthabani | 8.9488 | 77.4237 | SUBRAMANIAN, RAMARKOVIL STREET, EDAYERTHABANI, SURANDAAI (VIA), V.K. PUDHUR (TK), TIRUNELVELI(DT). PH:9443555074 | EDYBN1 | Airtel | Tamil Nadu | GBT
IN-1112496 | Aynar kulam | 8.8923 | 77.5322 | Mr. M.CHELLAPPA S/O MUTHAYA THEVAR,DOOR NO.-1/25A,VADAKKUTHERU STREET, VILL.-AYYARKULAM,POST-AYYARKULAM,TALUKA-ALANGULAM,DIST.-TIRUNELVELI,PH:-9865646342 | AYNKM1 | Airtel | Tamil Nadu | GBT
IN-1070417 | AVUDAYANOOR | 8.88 | 77.389 | S.P.Selvaraj, SF No: 348/10, 5/145, Karuvel, dar Street, Avudaiyanoor post, Tenkasi TK, Tirunelveli - 627 431 / 94431-57136, 04633-257866 | 2092 | Vodafone | Tamil Nadu | GBT
IN-1072030 | Anjalkattalai | 8.8458 | 77.4493 | KABASKER & KABILDEV, SF NO.258/1A-21/147, AINTHANKATTALAI, ALANGULAM (TK), TIRUNELVELI (DT). PH:9486964017 | ANJKT1 | Airtel | Tamil Nadu | GBT
IN-1071841 | Ananthanadar Petty | 8.7978 | 77.4749 | MR.S.THAVASI,S/O.SHANMUGA DAR,SF.NO.334/1,NO.8/114A,PERUMAL KOVIL STREET,ANTHA DARPATTI,IDAIKAL POST,AMBAL TALUK,THIRUNVELI DIST.-627821.PH:9787318202. | ADPTY1 | Airtel | Tamil Nadu | GBT
IN-1106705 | AMAIYAPURAM | 9.0102 | 77.4523 | JEYARAJ, PILLAIYARKOIL STREET, AMAIYARPURAM, AAIKULAM(PO), V.K.PUDHUR(T.K), TIRUNELVELI-627859, PH: 9788599027, 04633260014 | AMPRM1 | Airtel | Tamil Nadu | GBT
IN-1031313 | ALANGULAM_TNZ | 8.8661 | 77.4939 | Mr.M.Ponnuraj, Bus stand back side, An gar, Alangulam, Tirunelveli Dt, 98420-43407, 04633-270641 | 1388 | Vodafone | Tamil Nadu | GBT
IN-1060839 | Alangulam | 8.8664 | 77.4947 | Muthu Swamy Land,Annanagar 1St Street,Kanniyammal Building Backside,Backside Bus Stand,Alankulam | AGLM1 | Airtel | Tamil Nadu | GBT
IN-1071849 | Alagammalpuram | 8.8157 | 77.4376 | E. PARAMASIVAM, S/O. ESAKIMUTHU DEVAR, ALANGULAM (TK), TIRUNELVELI (DT). PH: 9894580272. | AGMPM1 | Airtel | Tamil Nadu | GBT
IN-1060367 | Aladipatti | 8.8707 | 77.5189 | MR.MARIYADAS RAJ,SF.NO.376/18&19,OLD NO,41A,NEW NO.35,KASIYAPURAM,ALANGULAM,TIRUNELVELI DIST-627 853-PH-94427 70529 | AGLM3 | Airtel | Tamil Nadu | GBT
IN-1060270 | Adaikalapattinam | 8.8873 | 77.4295 | HEMANATH, MAIN ROAD, ADAIKALAPATTINAM, ALANKULAM, TIRUNELVELI.PH:9443282741 | ADKPM1 | Airtel | Tamil Nadu | GBT
IN-1031084 | VP PATTINAM | 8.5176 | 78.1169 | C.Rolinda rodrigo, 3/153, Saint peter's street, veerapandiapattim - 628 216 , Tuticorin Dt | 1494 | Vodafone | Tamil Nadu | GBT
IN-1086974 | Veeramanickan | 8.5792 | 78.0533 | N.KOTHIAMMAL, W/O.S.P.NTHA GOPAL, VEERAMANICKAM DDAR, NO.115.EAST STREET, THIRUCHENDHUR(TK), TUTICORIN-628203. | VRMKM1 | Airtel | Tamil Nadu | GBT
IN-1078535 | Villankulam | 8.6044 | 77.8483 | Mr.V.Ramasamy, Survey No:806/13 situated at No:1/17, Pillaiyar Kovil Street, Thatankulam Via | VLLUM1 | Airtel | Tamil Nadu | GBT
IN-1030899 | UVARI | 8.2796 | 77.8909 | Mr.Ulston, S/o. Martin, Land near airtel tower, radhapuram, Tirunelveli - 627 658, 04637-277542 | 1557 | Vodafone | Tamil Nadu | GBT
IN-1059426 | Udangudi | 8.4277 | 78.0278 | P.Ramantatha Adithyan, Sf No: 323/1D, 323/2, East Bazar Street, Near Aircel Tower, Udangudi, Tuticorin - 628203 | UDGDI1 | Airtel | Tamil Nadu | GBT
IN-1030609 | UDANGUDI | 8.429 | 78.0273 | R.P. Perumaldar, Sf No 267/1A1A5, land Near Aru Press, No 69, main Bazaar, Udangudi 628 203, Tuticorin Dt 04639 250216, 252316 | 1725 | Vodafone | Tamil Nadu | GBT
IN-1059997 | Thopurmain Road | 8.4907 | 78.117 | MR.S.SENTHILARUMUGAM,S.NO:155/1C,SK GAR,THOPPURMAIN ROAD,THIRUCHENDUR,TUTICORIN DIST-628215,PH:9443496531 | TCDR3 | Airtel | Tamil Nadu | GBT
IN-1061795 | Thiruchendur - East Car Street | 8.4975 | 78.1211 | P.Mariappan 14, Oor Sengunthar Uravinmurai Abivirithi Sangam, Tiruchendur 82, North Car Street, Tiruchendur | TCDR1 | Airtel | Tamil Nadu | RT Tower
IN-1059582 | Thenthiruperai | 8.6038 | 77.9883 | K. Sudalai Mani dar, Sf No. 1055/A2, No:1, Karankani Road, Pillayar Koil Street, Thenthiruperai, Thiruchendur Tk, Tutucorin - 628623, Ph: 0439-273262 (Acq By Sm Muthu) | TNTPR1 | Airtel | Tamil Nadu | GBT
IN-1061785 | Srivaikundam | 8.6321 | 77.9133 | S.K.Arumugam Land, Survey No : 601/413-A,, Muthammal Kovil Street,, Srivaikundam ,Tuticorin | SVKDM1 | Airtel | Tamil Nadu | GBT
IN-1062010 | Sathankulam | 8.444 | 77.9133 | Vm Faxir Mohideen, Sf 1/97, Csc Computer Education Building, 4/92, Main Road, Sathankulam Tk, Tuticorin - 628704 / 98410-41432, 044-25211638 | STKLM1 | Airtel | Tamil Nadu | RT Tower
IN-1128019 | SakkamalPuram | 8.6538 | 78.0258 | V.Samaya , S/o.Vanniya perumal dar, 2/2, Church street, Kothalarai Village, Sakamlapuram, Thiruthendallur via, vaikondam TK, Tuticorin Dt - 628 802, 97897-84994, 94874-14876 | 3823 | Vodafone | Tamil Nadu | GBT
IN-1060763 | Raja Manipuram | 8.5635 | 78.0943 | MRS.S.CHITRA,W/O.SIVAKUMAR,SF.NO.52/1A6,62/2A1,NO.22A,RAJAMANI PURAM,MIDDLE STRTEET,ARUMUGANERI,THIRUCHENDOUR TALUK,TUTICORIN-628202.PH:93446-97778 | AMNR3 | Airtel | Tamil Nadu | GBT
IN-1060372 | Punnakayal | 8.6357 | 78.1166 | MR.AMALSON.L,SF.NO.74/1,OPP.TO SBI,PUNKAYAL,TUTICORIN DIST.-1,PH:94435-28495 | PNKYL1 | Airtel | Tamil Nadu | GBT
IN-1059588 | Perungulam | 8.6414 | 77.9982 | V. Thangapandiayan, Sf No. 258/A1, No.1/1, Sannathi Street, Perungulam, Srivaikundam Tk, Tutucorin Dt - 628752, Ph: 98423 41301 (Acq By Sm Muthu) | PRGLM1 | Airtel | Tamil Nadu | GBT
IN-1031165 | PEIKULAM | 8.5189 | 77.8597 | E.Yowan dar, S/o. Yesutha dar, 1/50, srivaikundam road, peikulam, asirvathapuram, sathankulam post, tuticorin - 628 613 / 04639274455 | 2600 | Vodafone | Tamil Nadu | GBT
IN-1070089 | PAZHAYAKAYAL | 8.6614 | 78.0884 | Mr. Alankaram, Cycle Stand, Main Road, Palayakayal, Tutucorine Dist 9787952069 | 825 | Vodafone | Tamil Nadu | GBT
IN-1060506 | Pavalam Nagar | 8.4669 | 78.1001 | Mr.LEO, THE PRESIDENT, CONFATERNITY OF THE MOST HOLY ROSARY, NORTH STREET, ALANTHALAI, THIRUCHENDUR(TK), TUTICORIN(DT). PH:04639242988 | TCDR5 | Airtel | Tamil Nadu | GBT
IN-1110066 | PARAKIRAMAPANDI | 8.3818 | 77.5737 | s.sappani pandiya thevar, s/o shanmuga sundara thevar,n.no 3/52,o.no24/3,Samayathu,PARAKRAMAPANDI Post,Srivaikundam Tk,Tutucorin Dt.628619.Ph:9788440001 | PRPND1 | Airtel | Tamil Nadu | GBT
IN-1115083 | PANNAMPARAI | 8.4603 | 77.9393 | P.RATHIM PILLAI, S/O PARAMASIVAM PILLAI,S.F. NO.-482, VILL.-PANMPARAI,POST-SATHANKULAM ,TALUKA-SATHANKULAM,DIST.-THOOTHUKKUDI, | PMPRI1 | Airtel | Tamil Nadu | GBT
IN-1097497 | Palankulam | 8.5 | 77.9368 | KUMAR.Yesudaiyan dar, S/O.Koil dar, North street, sarath to Sathankulam Main Road, Tuticorin dt-628701. Ph:04639-295663 | PLNGM1 | Airtel | Tamil Nadu | GBT
IN-1030880 | PADUKKAPATHU | 8.3631 | 77.9824 | K.Arul, Periya salai road, Land near Airtel tower, Paduka pathu, Santhankulam, Tuticorin-628703, 98413-20842, 04369-254248 | 1798 | Vodafone | Tamil Nadu | GBT
IN-1061638 | Nazreth | 8.5639 | 77.9747 | # 170 Pappa Complex Merchant Street, Near Bus Stand, zarth. | NZRT1 | Airtel | Tamil Nadu | RT Tower
IN-1069230 | NADUVAKURUCHI_TNZ | 9.0983 | 77.4891 | M.PERIYA PANDIAN,D.NO.3/71,SOUTH STREET,NADUVAKURICHI,SANKARANKOVIL TALUKA,TIRUNELVELI DIST. Ph : 9442022839 | 2965 | Vodafone | Tamil Nadu | GBT
IN-1030891 | MEIGANAPURAM | 8.4755 | 77.9959 | Mr.G.Paulraj Samvel, 1/46, zarath Road, Meigpuram, Thiruchandur, Tuticorin Dt, Ph.04639-227256 | 1554 | Vodafone | Tamil Nadu | GBT
IN-1109845 | MARAMANGALAM | 8.6542 | 78.0595 | MR.G.MURUGAN, S/O/GAPATHY, ERAL TO PALAYAKAYAL MAIN ROAD, MARAMANGALAM SIRVAIKUNDRAM (T.K), TUTICORIN DT | MARAM1 | Airtel | Tamil Nadu | GBT
IN-1097499 | MANI NAGAR | 8.3898 | 77.9706 | /72, THISAIYANVILAI ROAD, | MNNGR1 | Airtel | Tamil Nadu | GBT
IN-1107012 | MADHAVANKURUCHI | 8.3808 | 78.0301 | T.KARUPASAMY, S/O. A.THANGAVEL, MADHAVAN KURUCHI, KULASAVALI, TIRUCHENDUR(TK), TUTICORIN-628203. PH.9445240735 | MDHKH1 | Airtel | Tamil Nadu | GBT
IN-1030900 | KUTTAM | 8.3188 | 77.938 | Mr.Chellam, Therku salai, land near BSNL exchange, Kuttam, Radhapuram TK, Tirunelveli - 627 651, 94445-06518, 04637-279218 | 1795 | Vodafone | Tamil Nadu | GBT
IN-1231877 | KUTHIRAIMOZHI | 8.5009 | 78.0213 | S.THANGAVEL DAR, S/O SUBRAMANIYA DAR, 8/79 RAJAMANIYAPURAM, KUTHIRAIMOZHI, THOOTHUKUDI-628213.PH NO 9976626072 | 7239 | Vodafone | Tamil Nadu | GBT
IN-1082226 | Kuripankulam | 8.57 | 77.9091 | S.F.No.183/2 situated at No.3/65, Kovil Street | KUPKM1 | Airtel | Tamil Nadu | GBT
IN-1030610 | KULSEKARPTNM | 8.4017 | 78.0543 | K. Gurusamy, Sf No 186/1, Sf No 578/2, No 75 Opp Indian Bank, Near Bus Stand, Kulasekarapattim, Tuticorin 628 206. Ph98429 52604 | 1729 | Vodafone | Tamil Nadu | GBT
IN-1060448 | Kgs Art&Science College | 8.6515 | 77.9059 | K.PECHIDEVAR,SF NO. 221/6 SITUATED AT 1/7 PADMANABA MANGALAM, SRI VAIGUNDAM TUTICORIN DIST. 628 620 PH;9344808239 | SVKDM2 | Airtel | Tamil Nadu | GBT
IN-1031498 | KAYALPTNM | 8.5647 | 78.1217 | Suez Corner,No:170170A,Thiakar Street,Kayalpatinam-628204 | 1711 | Vodafone | Tamil Nadu | RT Tower
IN-1059887 | Kayalpattinam | 8.5681 | 78.1221 | MRS.M N M FATHIMA, S.NO.414, NOOR MANZHIL ILLAM, NO.94-G/H, THAIKKA STREET, KAYALPATTIM, THIRUCHENDR-TK., TUTICORIN DIST. PH: 9444427064 | KYPT2 | Airtel | Tamil Nadu | GBT
IN-1060923 | Kayalpattinam | 8.5631 | 78.1235 | Mursidha Building, # 13, Vannakudi Kadai Street,Kayalpattinam | KYPT1 | Airtel | Tamil Nadu | RT Tower
IN-1127841 | Kayalpattinam | 8.5671 | 78.1084 | MR.KALYASUNDARAM, S/o.ALAGUVEL DAR, S.NO.139/3F, MELATHERU, PEYENVILLAI VILLAGE AND POST, THITHIRUCHENDUR TALUK, TUTCORIN DISTRICT PH: 94443462787 99651790033 | KYPT4 | Airtel | Tamil Nadu | GBT
IN-1030850 | KANAM | 8.5424 | 78.0594 | S.Sathanantham, S.F.No.122/8C, Near Bsnl Exchange, Keelatheru, Kanam, Tiruchendur Taluk, Tuticorin - 628 215. | KANAM1 | Vodafone | Tamil Nadu | GBT
IN-1125858 | KACHANAVILAI | 8.5761 | 78.0085 | MRS.S.JEYABAMA,W/o.LATE.SIVARAMAKRISHNS.NO.243/1A, KATCHAVILAI VILLAGE AND POST, TIRUCHENDUR TALUK,TUTICORIN DISTRICT - 628 618 PH : 9786615052 | KTHNL1 | Airtel | Tamil Nadu | GBT
IN-1060662 | Gandhipuram | 8.5141 | 78.0905 | MR.P.SEETHARAMAN, S/O.PATCHA PERUMAL DAR, S.NO.463/3, GANDHIPURAM, MELA THIRUCHENDUR VILLAGE, THIRUCHENDUR-TK, TUTICORIN DIST - 628 215. PH:93605 09873 | GNDPM1 | Airtel | Tamil Nadu | GBT
IN-1060878 | Eral | 8.6237 | 78.0242 | Plot Behind Ponmalai Agency, Main Road, Eral | ERAL1 | Airtel | Tamil Nadu | GBT
IN-1030643 | ERAL | 8.6238 | 78.0242 | S. jayabala Krishn, Sf No 158/2, No 157/1, Keela Kattu Road, Eral, Tuticorin 628801. Ph 9442323768, 9344715701, 04630 270155 | 1728 | Vodafone | Tamil Nadu | GBT
IN-1076858 | ELUVARAIMUKKI | 8.5057 | 77.9616 | Mr.T.A.Alexander, Survey No:233/2, 236/4A,/237/2,237/5,240/1 & 245/1 & 2 situated at No:4/12 | ELRMK1 | Airtel | Tamil Nadu | GBT
IN-1059441 | Athur | 8.6234 | 78.0685 | J.Rajagoplan, New No: 1191/25, 1191/26, Opp. Govt Hr.Sec. School, Near Bus Stand, Authoor, Thiruchendur Taluk, Tuticorin Dist-628151. Ph: 04639-238012, 94421-38012 | ATHUR1 | Airtel | Tamil Nadu | GBT
IN-1060387 | Arumuganeri | 8.5755 | 78.0916 | MR.S.RATH BAI,SF.NO.215,RAMA LAKSHMI ILLAM,NEAR VAZHAVILLAI,NORTH STREET,ARUMUGARI,THIRUCHENDUR TALUK,TUTICORIN DIST.-628 202.PH:98425 10815 | AMNR2 | Airtel | Tamil Nadu | GBT
IN-1060844 | Arumuganeri | 8.57 | 78.0963 | Adi rayan Land Agr Complex Back Side Lf Road Arumuganeri Phone : 284137 | AMNR1 | Airtel | Tamil Nadu | GBT
IN-1059095 | Alwar Thirunagari | 8.6062 | 77.9433 | Mrs. Ponmmal, Sfno. 886/2, Murugan Rice Mill, yar Rice Mill, Beside Reliance Tower, Alwarthirugiri. Tuticorin Dt-628612 | ATGRI1 | Airtel | Tamil Nadu | GBT
IN-1060335 | Adityanar College Of Arts And Sci | 8.5095 | 78.117 | MR.S.BALAKUMAR,RE SF.NO.273/2C,VEERAPANDIYAN PATTIM,THIRUCHENDOUR,TUTICORIN DIST.-628 215.PH:99949-58101 | TCDR4 | Airtel | Tamil Nadu | GBT
IN-1231892 | PALANGULAM | 8.5185 | 77.9049 | N.I, S/O KANASARI, 1/139 SANGHAM STREET, AMBALASERRY P.O, THOOTHUKUDI-628701PH NO-04639 271521 | 7198 | Vodafone | Tamil Nadu | GBT
IN-1240106 | Nambali | 8.2829 | 77.1395 | Mr John Sundarjeev, S/O Jeevadass, Joeus Cottage, Kottaikattivillai, Kirathoor(Po), Vilavancode(Tk), Kanyakumari-629181. Ph:9442078364, 04651-243303. | NMBLI1 | Airtel | Tamil Nadu | GBT
IN-1240227 | IRENIPURAM | 8.2821 | 77.2008 | B.Ebenezer, Apadduvilai, Puthan Veedu, Irenepuram(Po), Kanykumari-629187.Ph:9442456243. | IRPRM1 | Airtel | Tamil Nadu | GBT
IN-1240489 | ARASOOR1 | 8.3374 | 77.8963 | Mr.M.Rajagopal, S/o.S.Manicka konar, SF No: 899, No:17/64, pillaiyar koil street, Thachan villai post, Arasoor, Sathankulam tk, Tuticorin DT-628656, 94874-51206, | 7367 | Vodafone | Tamil Nadu | GBT
IN-1239666 | MelapalayamPallivasal | 8.6988 | 77.7097 | Mr.Kathar bai,245 Aksaya Stores,Azad Road,Melapalayam Post,Tirunelveli-Dt,9786282423 | PKT42 | Airtel | Tamil Nadu | RT Tower
IN-1241843 | Thengapattanam | 8.2404 | 77.1787 | Mr K.C Selvaraj,Survey No426/8.North Saral villai,Thengaipattinam,Vilavancode(Tk),Kanyakumari-629173.Ph:9344045290/9994045007 | TNGPT1 | Airtel | Tamil Nadu | GBT
IN-1239670 | Alaguneri | 8.2406 | 77.6075 | Mr M.Velmuurugan,Tea shop opp Raja Dental College,Alaguneri,Sembikulam(Po),Vadakkankulam(Via),Radhapuram(Tk),Tirunelveli(Dt)-627116.Ph:9894669458 | ALGNI1 | Airtel | Tamil Nadu | GBT
IN-1241768 | South Soorankudi | 8.1352 | 77.4092 | Mr N. Jayachandran, S/O Narayana Perumalnadar,SF NO.86/2, Land Behind Thangam Sounds, SouthSoorankudi(Po), Kanniyakumari(Dt). Ph:9444310945 | NGL39 | Airtel | Tamil Nadu | GBT
IN-1240104 | PARAMATHMALINGAPURAM | 8.1059 | 77.5397 | Mr S. Duraiswamy, A. S Service Station, Near Fire Station, Paramathmalinga Puram, Main Road, Kanyakumari(Dt). Ph:9444745127 | PRMLP1 | Airtel | Tamil Nadu | GBT
IN-1241759 | Budansanthai | 8.358 | 77.1988 | Vasntha Kumari, W/O Surendran, Medayal Veedu, Puthan Chanthai, Maruhtangodu(Po), Kanniyakumari-Ph:0471-2484011. | BDSNT1 | Airtel | Tamil Nadu | GBT
IN-1242649 | Kavalkinaru Pudhur | 8.2794 | 77.5825 | D.Lingakumar, S/o.Duraipazham, SF No: 1762/3, Sub division SF No: 1762/9, Kavalkirupudur West post, Radhapuram TK, Thirunvelveli - 627105, 04637-232324, 94862-84954 | KVLKR2 | Airtel | Tamil Nadu | GBT
IN-1240016 | PARAPATRU | 8.1584 | 77.2964 | Mr Panchu dar, Panchudar, Mavalakuichi(Po), Kalkulam (Tk), Kanyakumari (Dt) - Ph:944245709 | PRPTR1 | Airtel | Tamil Nadu | GBT
IN-1241765 | Nadaikavu | 8.2928 | 77.1477 | I.David s/o Isaac, Athancodu & PO, Vilavancodu TK, Kanyakumari -629153 ph-9976123208 | NDKAV1 | Airtel | Tamil Nadu | GBT
IN-1240226 | MARAVILLAI | 8.1527 | 77.4788 | S.THANGAYESUPURAN, BOTHER Mr S. Veerakumar, 36A, , Tiruvalluvar Street, Maravillai, Valukamparai(Po), Kanyakumari. Ph:9943558313 | MRVLI1 | Airtel | Tamil Nadu | GBT
IN-1240020 | MAMMUTTUKADAI | 8.2874 | 77.2339 | R.Johnson, 27/33,SF NO.555/7, nettiyan villai, viricode(po) k.k.dist 629165 ph-9943635080 | MMKDI1 | Airtel | Tamil Nadu | GBT
IN-1241770 | Madanpillaidharmam | 8.1609 | 77.5553 | P.Kartheesan, S/o.Ponnu dar, SF No: 936/16, Rajakrishpuram post, Radhapuram tk, Thirunelveli DT-627114, 09324274706, 9942525909 | MDPDM1 | Airtel | Tamil Nadu | GBT
IN-1240108 | AMMANDI VILAI | 8.144 | 77.3202 | Mr C.Vijayakumar,S/O Chellaiah,47/A,Sathanvilai,Ammandivilai(Po),Kalkulam(Tk),Kanyakumari(Dt)-629204.Ph:9443137715 | AMDVL1 | Airtel | Tamil Nadu | RT Tower
IN-1233171 | Ozhuginaseri | 8.1908 | 77.4375 | Mr.A.Simonraj s/o Alangaram, Laxmi hotel Building, Ozhugiseri Jn, gercoil, Kanyakumari-629001 ph-9443493251 | NGL36 | Airtel | Tamil Nadu | RT Tower
IN-1240105 | PALAVILAI | 8.2958 | 77.1298 | Chellam,Pallivilai(Po),,Vilavancode(Tk),Kanyakumari(Dt)-629160.Ph:9443003044 | PLVLI1 | Airtel | Tamil Nadu | GBT
IN-1239416 | Tiruvambalapuram | 8.2521 | 77.7732 | Mrs .Arumai lakshmi w/o mr. uchi mahali ,s.f no 76/5d thiruvambalapuram ,radhapuram taluk ,tirunelveli-627130 | TRPRM1 | Airtel | Tamil Nadu | GBT
IN-1239304 | Kannama moodu | 8.3825 | 77.168 | K.Ushakumaran, S/o.Krishn panikkar, SF no:65/1A, Sheja bakery, kannumamoodu post, palukal via, kaliyakavilai, kanniyakumari dt - 629170, 9447917592, 04712250326 | KKMDU1 | Airtel | Tamil Nadu | RT Tower
IN-1241757 | Pudur | 8.1154 | 77.4035 | Mr.Tamilkumaran brother of Mr Senthilmurugan, S/O Rajagopal, SundaPathivillai, SouthSoorankudi(Po), Agastheeswaram(Tk), Kanniyakumari(Dt). Ph:9487188449 | NPUDR1 | Airtel | Tamil Nadu | GBT
IN-1240015 | THAVOER | 8.179 | 77.2852 | John manoharan, Lakshmipuram, Near college, kalkulam TK, Kaniyakumari ph-9787767133 | THVER1 | Airtel | Tamil Nadu | GBT
IN-1241761 | Vanniyur | 8.3449 | 77.1793 | Mrs.Vimala, W/o.Jeeva, SF No: 65/1, Puthera prakel villai, Mekodu, Vanniyur village, Kaliyakavillai | VNYUR1 | Airtel | Tamil Nadu | GBT
IN-1133527 | Tirunelveli bus stand | 8.7313 | 77.7097 | Mr.Ramabalasubramaniam, S/o.Muthureddiyar, T.S.Ward no:11, Block no:14, TS No:1100/3, 1100/1A, 1101/2, 1101/4A, Door no:2G/2, Madurai road, RMKG building, Tirunelveli - 627001, 94432-02444 | TNV11 | Airtel | Tamil Nadu | RT Tower
IN-1239090 | Thyagaraja nagar | 8.6982 | 77.756 | .SHANMUGAM, SVS KALYA MAHAL, 468 SIVANTHIPATTI ROAD, THIYAGARAJA GAR, TIRUNELVELI 627011, 9843652309 | PKT36 | Airtel | Tamil Nadu | RT Tower
IN-1244880 | Suriyacode | 8.3074 | 77.1555 | Mr.Shanmuga sundram, S/o.Sundaran, SF no: 343/17-B1A, Hemacoodam, Appattuvillai, Suriyacode, Suriyacode post, Kanniyakumari dt-629172, 99941-38956, 04651-241897 | SRCOD1 | Airtel | Tamil Nadu | GBT
IN-1244877 | MADATHATU VILAI | 8.2218 | 77.3429 | Mr.V.Martin, S/O Varghees, 2/92C, Near St.Lawrence Hr Sec School, Madathatuvilai, Villukuri (Po) , Kalkulam (Tk), Kanyakumari - 629180. | MDTVL1 | Airtel | Tamil Nadu | GBT
IN-1240021 | ETTANI | 8.2614 | 77.2422 | Robinson, old survey no.3163/2, new survey no.549/2c,Punnainagar,Kalkulam Taluk, Kanyakumari dist, Nagercoil ph-9487055885 | ETANI1 | Airtel | Tamil Nadu | GBT
IN-1240152 | MOLACHAL | 8.325 | 77.1869 | Mr.Jayachandran, S/o.Chellaiyan, SF No: 417/1B, Moppu villai, Jayahar village, Pabanthalumoodu post, Villavancode tk, Kanyakumari dt-629194, 9791834670 | MOCHL1 | Airtel | Tamil Nadu | GBT
IN-1244879 | ATHAONCODE | 8.306 | 77.1788 | Mr.John, S/o.Mr.Sundaram, SF No:481/1, Athencode, ST Mancode post, Vilavancode tk, Kanyakumari DT-629172, 97886-88541 | ACODE1 | Airtel | Tamil Nadu | GBT
IN-1246245 | BARANI NAGAR | 8.7289 | 77.7257 | Mrs. Vijila Rajam Malarini Sathyananth, W/o.Sathyananth Srinivasan,S.F.No.871/2 No.110 E/10/3, By Pass East, Meenatchi Street, Bavani Nagar, Wannarapettai, Thirunelveli District.627003.Ph.94429-47222. | TNV28 | Airtel | Tamil Nadu | RT Tower
IN-1246244 | Buthan Bungalow Road | 8.1847 | 77.4334 | Mr.S.Sankar, S/o.S.Subramaniam, T.S.No.D7/156,157 & 158, D.No.63, Asarimar North Street, Buthan Bungalow Road, Nagarcoil, Kanniyakumari District.629001. | NGL41 | Airtel | Tamil Nadu | RT Tower
IN-1247028 | Koodankulam3 | 8.1883 | 77.7089 | NO.899/2B2, KOODANKULAM VILLAGE | KDKLM3 | Airtel | Tamil Nadu | GBT
IN-1240018 | MELPURAM | 8.3612 | 77.2208 | Mr.Selvaraj, 26/11-15, modu odu, puthanveeu, uthankodu, Antcode PO, Kaniyakumari -979059633 | MELPR1 | Airtel | Tamil Nadu | GBT
IN-1241763 | Vavarai | 8.2921 | 77.1689 | Mr.S.Rabi, S/o.Selvanayagam, R.S.No.256/14B1 & 14B2A, Olipuram Veedu, S.T.Mangadu Post, Kanyakumari 629172. | VAVRI1 | Airtel | Tamil Nadu | GBT
IN-1245273 | KANJIRAKODU | 8.2957 | 77.2492 | D.Amala, W/o.Late Devaraj, SF No:791/1, 15/162, Saval vilai, Kanchirakode, Vilavankode TK, Kanyakumari DT-629155, | KNCRD1 | Airtel | Tamil Nadu | GBT
IN-1241774 | Chettikulam | 8.1612 | 77.6179 | Mr Pannai K. Selvakumar, 63/C7, MainRoad, Vallioor(Po), Radhapuram(Tk), Tirunelveli(Dt)-627124. Ph:9842134134 | CTIKM1 | Airtel | Tamil Nadu | GBT
IN-1248475 | Mudalur | 8.4182 | 77.9467 | Mr.S.Sundar @ Koil Sundar, S/o.Soundarapandiya Nadar, R.S.No.333/2B, No.219, Mudalur Village, Sathankulam Village, Tuticorin District.628702. | MDLUR1 | Airtel | Tamil Nadu | GBT
IN-1246382 | Thiruvalluvarnagar | 8.7835 | 77.7336 | Mr.Adaikalathevar, S/o.Mr.Ramaiya Thevar, SF No:841/1, Kamarajar nagar, Naranamalpuram village, Tirunelveli Dt. 9629214666 | SNKR2 | Airtel | Tamil Nadu | GBT
IN-1251914 | Vadakkur | 8.2546 | 77.521 | Mrs.P.Chandanakani, W/o.N.Perinbaraj, R.S.No.62/10, Aralvaimozhi Village, Thovalai TK, Kannyakumari District. 629 301. | AMZI2 | Airtel | Tamil Nadu | GBT
IN-1246212 | Sayeed Alim Colony | 8.5572 | 78.128 | Mr.S.A.Sheik shulaiman, S/o.S.K.Sheik abdulla, SF No:472/1A2, 474/1, Situated at Plot nos.86, 87 & 88, kayalpattinam thenpagam village, Thiruchandur tk, Tuticorin Dt, | KYPT5 | Airtel | Tamil Nadu | GBT
IN-1246227 | Panakudi2 | 8.3297 | 77.5691 | Mr.R.Perumal, S/o.B.Ramaih gounder, SF No:452/1, pariviri sooriyan village, panakudi panchayat, Rathapuram tk, Tirunelveli DT-627109, | PNKD2 | Airtel | Tamil Nadu | GBT
IN-1251918 | Mela sankarankuli | 8.1576 | 77.3679 | Mr.N.A.Murali, S/o.S.Natesan, SF No:317/2, neendakarai village, agastheeswaram tk, Rajakamangalam post, Kanniyakumari DT, | MSKLI1 | Airtel | Tamil Nadu | GBT
IN-1252908 | Periathazhai | 8.338 | 77.9739 | Mrs.Julianammal Jyothi, W/o.Lawrence Fernando, S.F.No.605/1A2, Padugapthu Village, Periyathazhai, Sathankulam Union, Kommatikottai SRO, Palayankottai, Tuticorin 628 705. | PRTZI1 | Airtel | Tamil Nadu | GBT
IN-1251915 | Bethalpuram | 8.2018 | 77.2756 | K.P.Cyril raj, S/o.Ponnaian, SF No:578/8, neyyur village, kalkullam village, kannyakumari DT, | BTPRM1 | Airtel | Tamil Nadu | GBT
IN-1251920 | Karumavilai | 8.2318 | 77.2465 | Mr.S.Selvin, S/o. V.S.Selvanayakam, R.S.No.647/3B, 647/2B, 647/3A, Mathikode Thesam, Midalam Village, Vilavancode TK, Kannyakumari District.629 152. Ph.94423-64316, | KRNGL2 | Airtel | Tamil Nadu | GBT
IN-1251560 | Kadukarai | 8.3001 | 77.4629 | Mrs.B.Eswari Vadivu, W/o.P.Maikum Perumal, S.F.No.685/11, Kadukarai, Ananthapuram Village, Thovalai TK, Kannyakumari District 629 855. Ph.94862-03866, 9442303580, | KDKRI1 | Airtel | Tamil Nadu | GBT
IN-1252806 | Mathalamparai | 8.9116 | 77.3292 | Mr.S.Kanagaraj, s/o SriniNadar, No.10/57, Rajeev Nagar, Mathalamparai & P.O., Cunaramanallur Village, Tenkasi Tal., Tirunelveli Dist.-627814. Ph:-9994248597, | MTPRM1 | Airtel | Tamil Nadu | GBT
IN-1252322 | Mancode | 8.4182 | 77.2154 | Mrs.D.R.Janet, W/o.David Manoharapandian, R.S.No.550/2A2, Mancode Village, Vilavankode TK, Kanniyakumari District.629151. | MNCOD1 | Airtel | Tamil Nadu | GBT
IN-1252809 | Nagalkulam | 8.9069 | 77.4138 | Mr.S.M.Marudhappa Pandian, S/o.Sivagnana Marudhappandiyan, S.F.No.111/7, Pethanadarpatti Village, Alankulam TK, Tirunelveli 627 861. | NGKLM1 | Airtel | Tamil Nadu | GBT
IN-1252833 | Santhai St | 8.9182 | 77.3784 | Mr.M.P.Arunachalarajan, s/o K.PeriyasamyNadar, Sf.No. 220/4, Behind M.K.V.K Saw mill, Santhai Street, Pavoorchatram & P.O., Tenkasi Tal., Tirunelveli Dist.-627808. Ph:-9443026537, 04633-250211,250312. | PVCRM2 | Airtel | Tamil Nadu | GBT
IN-1251922 | Koliporuvilai | 8.2464 | 77.2894 | Mr.P.Chinnaiyan, S/o.Palaiya nadar, SF No:296/13B, adapuvillai, Koliporuvillai junction, Thiruvithancode post, Kalkulam tk, Kanyakumari DT, 93448-75088 | KPVLI1 | Airtel | Tamil Nadu | GBT
IN-1251737 | Erachakulam | 8.2283 | 77.4302 | Mr.K.Lakshmanan, s/o KailasanPillai, No.5.65, Karthick Illam, Thalakudi Main Road, Erachakulam & P.O., Thovalai Tal., Kanyakumarai Dist.- 629902. Ph:- 9486325859, 9442877072. | ERKLM1 | Airtel | Tamil Nadu | GBT
IN-1252794 | Ariyapuram | 8.8729 | 77.371 | Mr.Sivanpandiyan, S/o.Kulathur nadar, SF No:722/12-J, mallaaisodipatti, mettur post, Tenkasi tk, Thirunelveli DT-627436, 9865433649, 04633-251881. | AYPRM1 | Airtel | Tamil Nadu | GBT
IN-1252786 | AMANIYANAGAR(PETMANAGARAM) | 8.6542 | 77.951 | Mohideen Jamia masjid represented by its president Mr.A.Mohammed ali, SF No:329/3B, Patemanagaram, Tuticorin Dt-628620, 9788735051 | PTMGR1 | Airtel | Tamil Nadu | GBT
IN-1252836 | SIVAKALAI | 8.6384 | 77.976 | M.Arunachalam pillai, S/o.Muthusamiapillai, SF No:355/10-C1, sivakalai village, srivaikundam panchayat, perungulam post, Tuticorin DT-628753, | SVKLI1 | Airtel | Tamil Nadu | GBT
IN-1248476 | Kurumbur | 8.592 | 78.0432 | Mrs.Nafeesha Beevi, W/o.Abdul Kanimaraikker, Mr.Ibrahim Mohamed Ali Hajee, S/o.Abdul Kanimaraikker, S.F.No.220/2B, Angamangalam Village, Thiruchendur TK, Tuticorin District.628307. Ph.04639-235778, | KURUR1 | Airtel | Tamil Nadu | GBT
IN-1252910 | Kayamozhi | 8.5112 | 78.0447 | D.Saratha desigan, W/o.Desiga aathithan, SF No:349/3E, kayamozhi village, Thiruchendur tk, thoothukudi dt-, 98426-02142 | KYMZI1 | Airtel | Tamil Nadu | GBT
IN-1252648 | Roshmiyapuram | 8.3485 | 77.5636 | Mr.Gunasingam, S/o.Late lakshmana perumal, SF No:148/1A2A, No:19A, nathiparai main road, Panagudi post, radhapuram tk, Tirunelveli Dt-627109, 98655-76198 | RSPRM1 | Airtel | Tamil Nadu | GBT
IN-1251906 | Koothankuli | 8.2192 | 77.7788 | 3/5,MIDDLE STREET,KOOTHANKULI PO, | KTKLI1 | Airtel | Tamil Nadu | GBT
IN-1252652 | Idayankudi | 8.3136 | 77.8807 | Mr.T.Gladstone Heeber, S/o.Thiruthuvaraj, S.F.No.605/2B & 605/2C, Thisaiyanvilai Village, Radhapuram TK, Tirunelveli District.627651.Ph.98423-02541.9976605495, 9842302541, | IDYKD1 | Airtel | Tamil Nadu | GBT
IN-1252909 | Manapad | 8.3776 | 78.0542 | Mr.S.Raji, Mr.S.Silvai pichai s/o.Susai siluvai, resurvey no:130/4A, manapad village, Thiruchendur tk, Tuticorin Dt, 98437-51403 | MANPD1 | Airtel | Tamil Nadu | GBT
IN-1252651 | Nadar uvari | 8.2869 | 77.8991 | Mrs.R.Nirmala, W/o.Radhakrishnan, R.S.No.37/7C, Kuttam Village, Radhapuram TK, Tirunelveli District.627651.Ph.94435-07973, | OVARI2 | Airtel | Tamil Nadu | GBT
IN-1252913 | Maanadu | 8.4787 | 78.0176 | Mr.P.Velpandi, S/o.Perumal thevar, SF No:201/6B5, kuthiraimozhi village, thiruchendur tk, Tuticorin DT, 90953-29836 | MANAD1 | Airtel | Tamil Nadu | GBT
IN-1251907 | Kothaiseri | 8.4646 | 77.6075 | Mr.S.Murugan, S/o.Sankar pandi thevar, SF No:516/4, puliyukurichi village, kallakadu panchayat,Thirukurunkudi post, Tirunelveli DT-627103, | KTSRI1 | Airtel | Tamil Nadu | GBT
IN-1252646 | Thalavaipuram | 8.4351 | 77.5837 | Mr.P.Subramanian S/o.Perumal Konar, Mr.P.Essaki Muthu, S/o.Perumal Konar, S.F.No.563/1B1, Nambithalaivanpattaiyam Village, Nanguneri TK, Tirunelveli District.627115. | THVRM1 | Airtel | Tamil Nadu | GBT
IN-1252912 | Nadunaalumoolaikinaru | 8.4929 | 78.0696 | K.Udayasuriyan, S/o.Kunni malayan, SF No:257, Mela Thiruchendur village, Thiruchendur tk, Tuticorin DT-628213, 9786407610,9750386198 | NDMKR1 | Airtel | Tamil Nadu | GBT
IN-1252911 | Naalumavadi | 8.5777 | 78.0317 | Mohaidee Aandavar jummah palli, represented by its president Mr.M.Hasan quddose, S/o.Mohammed meeran sahib, SF no:132/2, naalumavadi village, thiruchendur tk, tuticorin DT-628211, 94420-45240, 94447-92392 | NLMVD1 | Airtel | Tamil Nadu | GBT
IN-1254698 | YACOPURAM | 8.2059 | 77.6006 | Mr.Aabel arulraj, S/o.Rajapandi nadar, SF No:65/46, Old no:65/1A2 part, No:!5/38, naduvillai street, Yacopuram post, Radhapuram tk, Thirunelveli DT-627114, 9994334652 | YCPRM1 | Airtel | Tamil Nadu | GBT
IN-1258013 | Thiruparappu | 8.3952 | 77.2629 | Mrs.Anandavalli Amma, W/o.S.Krishna pillai and Mr.K.Hari prasad, S/o.S.Krishna pillai, SF No:386/12B, Thiruparappu village, Kalkulam tk, Kanyakumari Dt, 94883-19219, 98957-03359 | IKNY0054 | Idea | Tamil Nadu | GBT
IN-1251917 | Peyankuzhi | 8.2047 | 77.3461 | Mr.R.Murugadass S/o.Ramasamy, S.F.No.830/20, Iranial Village, Kalkulam TK, Kannyakumari District.629 809.Ph.99434-91638, | PYKLI1 | Airtel | Tamil Nadu | GBT
IN-1256380 | Elayirampannai | 9.272 | 77.8256 | K.Chelladurai S/o.Kasi Thevar, K.ChellaPandiyan S/o.Kasi Thevar, Old S.F.No.118/8, New 264/32, Elayirampanni Post, Sattur TK, Virudhunagar District 626 201.Ph.94420-60422.04562-258230. | ELPNI2 | Airtel | Tamil Nadu | GBT
IN-1258125 | SIVANTHIYAPURAM(NANGUNERI) | 8.3892 | 77.7771 | Mr.M.Krishnan, S/o.Mookiah Konar, R/o.3/71, Middle Street, Sivanhiyapuram, South Vijayanaraynam Post, Nanguneri TK, Tirunelveli 627 118.Ph.94424-89924. | 9719 | Vodafone | Tamil Nadu | GBT
IN-1261886 | keelakadai street | 9.5835 | 77.9543 | Mr.G.Rajah Vikram S/o.Gunavel, Mr.G.Goutham S/o.Gunavel, Mrs.G.Sowmni W/o.Gunavel, S.No.356 and 357 D.No.176 to 179, Municipal Office Road, Virudhu Nagar 626 001. Ph.98945-76665. | VNGR8 | Airtel | Tamil Nadu | RT Tower
IN-1255353 | NILA SEA FOODS | 8.853 | 78.1203 | A.Harikrishnan, S/O Alagarsamy,Survey No. 300/2, Pudur PandiapuramVillage, Tutucram Village, Ottapidaram Division, Tutucorin Taluk. | PDYRM1 | Airtel | Tamil Nadu | GBT
IN-1265487 | Poovanur | 8.8962 | 77.3585 | Mr.S Arul Pandi and Mrs.A Kadal Mani, Old S.No.417/3, N.S.No.417/3E, Thipanampatti Village, Sivanadanoor PO, Tenkasi TK, Tirunelveli Dist - 627814 | POVNR1 | Airtel | Tamil Nadu | GBT
IN-1264945 | PALLAM | 8.1015 | 77.4367 | L.Sabthikadomila, No. 6-257,Victory Nivas, North Street, Pallam North Po, Agasteeswaram Tk, Kanyakumari Dist 629601 Contact No.9442578228 | PLLAM1 | Airtel | Tamil Nadu | GBT
IN-1264996 | Agasthiarpatti | 8.7101 | 77.424 | M Sankari W/o.S.Muthusamy, S.No.704/A, Agasthirapatti, Ambasamuthiram Tk, Tirunelveli Dist - 627401 | AGSPT1 | Airtel | Tamil Nadu | GBT
IN-1264904 | KANAGAPPAPURAM | 8.1452 | 77.5858 | K.Nageshwari, W/o.Mr.Sasikumar, No. 1364, Kanagappapuram, Anjugramam Post, Agasteeswaram Tk, Kanyakumari Dist -629401 - Contact No.Mr.Rajalingaperumal-9442389495/9080161744 | KNPRM1 | Airtel | Tamil Nadu | GBT
IN-1264899 | KALAKKAD | 8.5099 | 77.5454 | Mr.D.Rajalingam, S/o.Mr.Duraisamy, 2A, Nadarnew Street, Kalakad, Nanguneri Tk, Tirunelveli Dist - ph-9486272209/04635-260374 | KALKD1 | Airtel | Tamil Nadu | GBT
IN-1265016 | MELAPATTAM | 8.7633 | 77.778 | Mr.M.Sapanimuthu, S/o.Murugaiah devar, Door no:2/42, Yadavar north street, Melapattam, Palayamkottai tk, Tirunelveli dt-627317, 9787401350 | MLPTM1 | Airtel | Tamil Nadu | GBT
IN-1265269 | CSIINSTITUTE | 8.2365 | 77.5006 | E.Ovvaiyarammal, S.NO 218/6, Vadakur Village, Tovalai, Kanyakumari - 629302, PH - 8903702964 / 9790786783 | CSITC1 | Airtel | Tamil Nadu | GBT
IN-1265271 | LAYOLACOLLEGE | 8.2109 | 77.4905 | N.SUBBIAH NADAR,S.NO.226/1, THEROOR VILLAGE, AGASTHEESWARAM TK,KANNIYAKUMAR DIST - | LYLCL1 | Airtel | Tamil Nadu | GBT
IN-1264999 | SCAD Polytechnic | 8.6679 | 77.5646 | LAKSHMANAN THEVAR, S.No- 293/5, 294/5, Cherankovilpathi, Ambai TK, Tirunelveli District | SCADC1 | Airtel | Tamil Nadu | GBT
IN-1266267 | Sankar Nagar | 8.7959 | 77.7179 | Mrs.Jalliha Beevi, W/o.K.Mohamed Jailani, S.F.No.416/5 B1, Thalaiyuthu Village, Tirunelveli District 627 357.Ph.89731-82721. | SNKR3 | Airtel | Tamil Nadu | GBT
IN-1265017 | Sattanatha Karaiyalar College | 9 | 77.3079 | Mukiya, S/O.Valinayaka Devar, Ramalakshmi, W/O mukaiya, 4/7/22, Kodikuruchi PO, Thenkasi Tk, Tirunelveli Dt-627804 - PH - 9629078205 / 9443026615 | STKRC1 | Airtel | Tamil Nadu | GBT
IN-1265270 | ERAYAMANTHURAI | 8.2504 | 77.1561 | A.Sebastine, S/O Arokiyam, S.no- 494/3A2A, Poothurai PO, Vilavancode Tk, Kanyakumari - 629160 PH- 8903048909 | ERMTR1 | Airtel | Tamil Nadu | GBT
IN-1265488 | Vadamalaisamuthram | 8.8411 | 77.4269 | Mr.P.Saravanapaul, S/o. Pandiyanadar, Main road, Vadamalai Patti, Alangukulam TK, Therku madankullam PO, Tirunelveli - 627423 -Contact No - 8300184175 | VMSRM1 | Airtel | Tamil Nadu | GBT
IN-1264952 | PET COLLEGE | 8.3695 | 77.6383 | Mr.S Thangaraj S/o.Sodalaimuthu Nadar, S.No.695/2, Thiruchendur Main Road, Opp to PET College, Tirunelveli Dist - 629116 | PETCL1 | Airtel | Tamil Nadu | GBT
IN-1264963 | SOUNDARYAPANDIAPURAM | 8.3278 | 77.6614 | D.Arichandran, S/O. Duraisamy Nadar, No-46/1, North Street, Soundarapandiya puram, Radhapuram TK, Tirunelveli - 627113 PH - 9698154583 | SOUND1 | Airtel | Tamil Nadu | GBT
IN-1270946 | Pandaravilai | 8.6563 | 77.9995 | SP GEORGE, S/O PONNIAH NADAR, Sf.No.73/3, Perungulam Village, Pandaravilai Post, Srivaikundam Taluk, Thoothukudi District - 628751. Ph:9443371640 | PDRVL1 | Airtel | Tamil Nadu | GBT
IN-1265018 | GOVT. COLLEGE TNV | 8.6824 | 77.7297 | Mr.R.Ganesan, S/o G.Ramya Devar, No:15, Vinod Nagar, ReddIyar Patty Road, Back Side- Govt.Engg College, Tirunelveli 627 007. Ph.98433-22474 | GOVTC1 | Airtel | Tamil Nadu | GBT
IN-1269339 | Siruthandunallur | 8.633 | 78.0185 | A.J.KAJA MOIDEEN, S/o Jenul Abdeen, Sf.No.288/2, Siruthandanallur Village, Srivaikundam Taluk, Thuthukudi District. Ph:9976225383 | SRTDN1 | Airtel | Tamil Nadu | GBT
IN-1267310 | Vengatesapuram | 9.5396 | 77.6209 | R Tharanipathi, S/o Ramanuja Naidu, Sf.No.487/1, Venkatesapuram -Tiruvannamalai-, Srivilliputhur Taluk, Virudhunagar District-626125 Ph:9442323953, 9788939998 | VMPRM1 | Airtel | Tamil Nadu | GBT
IN-1270300 | ETTANKULAM | 8.8651 | 77.6204 | E Karuppaiah S/o Mr Essaki Sf.No.228/1C, Ettankulam Village and Post, Tirunelveli Dt Ph.9865894851 | ETKLM1 | Airtel | Tamil Nadu | GBT
IN-1265001 | Singam parai | 8.749 | 77.5311 | Mr.R.Sampath S/o.Rajamani, Main Road, Singamparai, Mukkoodal, Ambasamuthram Taluk, Tirunelveli Dist - Contact No.9944872650 | MUKDL2 | Airtel | Tamil Nadu | GBT
IN-1270590 | Rose Mary College | 8.6366 | 77.7027 | C R Rajasekharan, S/o C.Ramasamy, Plot No. 9, S.No 70/3 and 70/4, Munnirpalam Village, Palayamkottai Taluk, Tirunelveli District- Ph:9790633687 | RSMRC1 | Airtel | Tamil Nadu | GBT
IN-1269472 | Meenakshipuram | 8.7236 | 77.705 | I.Anandaraj and I Gnanaraj, S/o Mr Iyyadurai, TS Ward No.10, Block No.15, TS No.1257, Melaveeraraghavapuram Village, Meenakshipuram, VK Road, Tirunelveli - 627001. Ph:9688198088. | TNV34 | Airtel | Tamil Nadu | RT Tower
IN-1270944 | Sivalarpatti | 9.3139 | 78.1318 | A Balasubramaniam, S/o Aadhi Devar, Sf.No.177/4, Sivalarpatti Village, Vilathikulam Taluk, Thoothukudi District - 628905. Ph:9443352449 | SIVRT1 | Airtel | Tamil Nadu | GBT
IN-1270560 | Pudukudi | 8.6233 | 77.9093 | S Gurusamy, S/o Subramanian, Sf.No.4A/2B, Velur Pudukudi, Srivaikundam Taluk, Thoothukudi District-. Ph: 9715085580 | SVKDM3 | Airtel | Tamil Nadu | GBT
IN-1265286 | SUNCOLLEGE | 8.2304 | 77.4182 | Mr.M.Mariyadass, S/o, Mari's Michel, SF No:141/2, Sun Nagar, Erachakulam Post, Nagar Kovil, -629 907 /96003-04604 | SUNCL1 | Airtel | Tamil Nadu | GBT
IN-1265002 | Thiruvalluvar College | 8.7129 | 77.3649 | SF No 884/3 Part A Ponnuthai W/o Muruganantham Pothikaiyadi babanasam 627425 ph 04634224245 Mob 9489034245 | TRVRC1 | Airtel | Tamil Nadu | GBT
IN-1270044 | Veerasamy Chettiyar College | 9.1817 | 77.4259 | Mr P Marimuthu S/o Late Pichaya Nadar, Mrs P Sornammal W/o Late Pichaya Nadar, S.No.519/4, TN Puthukudi, Sivagiri Taluk, Tirunelveli District. Ph:8056460518 | VRCRC1 | Airtel | Tamil Nadu | GBT
IN-1270623 | Santhaivilai | 8.2339 | 77.4646 | D.Ponnusamy, S/O Devasagayam, Old S.No - 6/1, New S.No - 610/15, Santhaivillai, Thovalai Tk, Kaniyakumar - PH - 9962009313 | STVLI1 | Airtel | Tamil Nadu | GBT
IN-1270587 | NATIONAL COLLEGE KVPT | 9.1502 | 77.8346 | S.Balamurugan, S/o Shanmugavel, Plot No - 107, Arunachala Nagar, S.No - 8 and 9/3, Nalattinputtur Village and post, Kovilpatti Taluk, Tuticorin District - 627716. Ph: 9842220234 | NTNCL1 | Airtel | Tamil Nadu | GBT
IN-1272479 | Bell Matches | 9.4872 | 77.7182 | THE BELL MATCH COMPANY, No.2/180 T.Managaseri, Managaseri Post, Pin-626141, SRIVILLIPUTHUR TK, Ph-9789555876, Mr.David, HR Manager | SVKIM2 | Airtel | Tamil Nadu | RT Pole
IN-1273395 | Madurai Road | 8.7355 | 77.7103 | A.Hameed Hussain, 66A/9 Madurai Road, Babuji Nagar, Tirunelveli 627001 Ph:9442894066 | TNV31 | Airtel | Tamil Nadu | RT Tower
IN-1274548 | CHINNA MUTTAM | 8.0949 | 77.5565 | 1.Selvakumar, S/O iyyadurai 2.Ramalakshmi w/o Iyyadurai, S.no-623/16,Kaniyakumari village, Agasthiswaram Tk, Kaniyakumari - PH - 9943955961 | CNMTM1 | Airtel | Tamil Nadu | GBT
IN-1274598 | Akkanayakanpatti | 8.8491 | 77.8751 | R.Leela w/o Ramaiah,S.no-325/4, Akkanayakanpatti, Othapidaram TK, Tuticorin-PH-9715291186 | ANYPT1 | Airtel | Tamil Nadu | GBT
IN-1274499 | Kalasalingam college | 9.5658 | 77.6904 | G.Saravanakumari, S/o.M.Maryselvam, SF no:1259/1A, 1B, 1C, Valayapatti village, madurai main road, Krishnankoil post, Srivillipudur tk, Virudhunagar Dt-626195,8189860232 | KHOKL4 | Airtel | Tamil Nadu | GBT
IN-1274441 | VE Road | 8.802 | 78.1506 | R.Shanmuga Prabhu,SF No.2520/1 Bright Furniture, 482/1 V.E Road, Tuticorin 628002 Ph:9578616601 | TUT62 | Airtel | Tamil Nadu | RT Tower
IN-1259410 | TNV Bus stand | 8.7009 | 77.7269 | Mr.R.Sengottuvel, No.1 Vasantha Nagar, Vaithan Kulam, New Busstand, Palayamkottai, Tirunelveli 627005 Ph:9788855761 | PKT47 | Airtel | Tamil Nadu | RT Tower
IN-1274549 | Kulithurai West | 8.3256 | 77.2082 | Dr.M.S.Bruce, S/o.Muthusamy, SF No:284/1, Pacode village, vilavankodu tk, Kanyakumari Dt-629198, 94434-83284 | KANVI1 | Airtel | Tamil Nadu | GBT
IN-1275519 | VELLAMODI | 8.1407 | 77.3283 | K.R.Ponthurai, S/O Kumareshan, S.No 316/2, Neendakari B Village, Agasthiswaram TK, Kanyakumari - 9884276139 | VELMD1 | Airtel | Tamil Nadu | GBT
IN-1278030 | Idinthikarai | 8.1829 | 77.7437 | M/S Parish priest Mr F R Jeyakumar Bishop Roche Hr.Secondry School Represent By its correspondent Rev Idinthakarai Rathapuram Taluk Tirunelveli DT 627104 cell 9488440532 | IDNRI2 | Airtel | Tamil Nadu | GBT
IN-1267756 | BEACH ROAD | 8.8065 | 78.1603 | Mr.M.Antony Edward Kennady, S/o.P,Mosas, 78/9D, Chinnakadai Street, Tuticorin 628 001.Ph.98941-76150 | TUT64 | Airtel | Tamil Nadu | RT Tower
IN-1243584 | TKSI7G | 8.9591 | 77.3128 | MTSI-122484 | TKSI8 | Airtel | Tamil Nadu | GBT
IN-1113575 | AGATHALAN | 9.5458 | 78.2942 | Alagarsamy, S/o. Muthusamy, Agathalam, nkudi, Tirchuli Tk, Virthugar Dt.. Ph:9442665141 | AGTHN1 | Airtel | Tamil Nadu | GBT
IN-1285950 | ICR_MADALAPURAMUSO_U | 9.2759 | 78.2192 | N.SETHUPANDIYANS.F.No.280/5B situated at No.110, Madalapuram, L.V.Puram Post, Vilathikulam Taluk, Tuticorin District - 628 905 | 14190 | Vodafone | Tamil Nadu | GBT
IN-1285939 | THIMMANATHAPURAM | 9.2656 | 78.2966 | Ponnu Mariyammal Sf No127/5A1 T.Valasubraniyapuram, Via Perunali,Kamuthi Taluk, Ramnad-623115. | 14188 | Vodafone | Tamil Nadu | GBT
IN-1285937 | TERKUKARISERIUSO_U | 8.6055 | 77.8273 | Mr. Sudalai Muthu , 181/1, Ayan Punjai, Therkukaracheri village, Srivaikundam Taluk, Tuticorin | 14187 | Vodafone | Tamil Nadu | GBT
IN-1285847 | MAHARAJANAGAR | 8.7049 | 77.7535 | ACA Complex, Maharaja Nagar, Tirunelveli1 | 14202 | Vodafone | Tamil Nadu | RT Tower
IN-1285720 | Thanthondrimalai | 10.9372 | 78.0909 | P. Dinesh Babu, 39/A, Dindugul Main Road, Thanthondrimalai, Karur-639003 Ph: 08054447075/9943289144 | KRR53 | Airtel | Tamil Nadu | RT Tower
IN-1285942 | MARUDANKINAR | 9.0959 | 77.642 | R Ramar, S.no 82, 5A, Pilliyar koil street, Marudankinaru - 627953 | 14189 | Vodafone | Tamil Nadu | GBT
IN-1288774 | Vilampatti | 9.9547 | 77.7939 | 12/5, 24th Ward, Kavandampatti, Usilampatti post, Madurai.625532 Cell:-9840954609 | USPT6 | Airtel | Tamil Nadu | GBT
IN-1113520 | O.KARISALKULAM | 10.0223 | 78.958 | MRS.RAJAMANI,W/o.MR.PALANIVEL AMBALAM S.NO.72/20 EMBAL VILLAGE, AAVUDIYARKOIL TALUK, KEELANILAI SUB-DISTRICT PUDUKOTTAI REG-DISTRICT AND DISTRICT PH : 9443494880 | 234 | Airtel | Tamil Nadu | GBT
IN-1291503 | DINDUGUL | 10.3537 | 77.9661 | P.Thulasi Doss, S.No.930/931, Pettai Road, Begambur- 624002.Cell:-9150344366 | DGL45 | Airtel | Tamil Nadu | GBT
IN-1082325 | NYLI12 Block22 | 11.6065 | 79.4609 | Neyveli lignite corporation limited,Block22Open land Opp to St.paul school, XXII Block, Neyveli, | NYLI12 | Airtel | Tamil Nadu | GBT
IN-1082318 | NYLI10 Block27 | 11.6013 | 79.4805 | Neyveli lignite corporation limited,Block27Orai street, XXVII block, Neyveli, | NYLI10 | Airtel | Tamil Nadu | GBT
IN-1082321 | NYLI11 Block28 | 11.6003 | 79.4666 | Neyveli lignite corporation limited,Block28Rajendra Prasad salai, XXVIII block, Neyveli, | NYLI11 | Airtel | Tamil Nadu | GBT
IN-1060104 | BLOCK20 | 11.6093 | 79.4757 | OPEN LAND OF V.S.RANJAJI STREET,VEENI STREET,LLIKUPPAM ROAD,BLOCK 20,NEYVELI. | NYLI4 | Airtel | Tamil Nadu | GBT
IN-1082761 | ELAVATHADI | 11.6802 | 79.4406 | Mr:-k.karnukaran,s/o:-kuliya Permal,elavathadi,mudallpatti | ELVTD1 | Airtel | Tamil Nadu | GBT
IN-1031040 | PORPERIYANKUPPAM | 11.6527 | 79.4816 | Mr.G.Balamurugan, S/o.Gnana Sekaran, Muthandikuppam Main Road, Por Peeriyakuppam Post, Panrutti Taluk, Cuddalore District. | 1963 | Vodafone | Tamil Nadu | GBT
IN-1060673 | IRUPU | 11.6159 | 79.4302 | MR.V.DAKSHINA MURTHY, S/O.VADIVEL, S.NO.502/8, MELA STREET, THEKKU IRUPU, IRUPU POST, MERKKU IRUPU VIA., VIRUDHACHALAM-TK, CUDDALORE DIST - 607 805. PH:04142-201268/99654 08712 | IRUPU1 | Airtel | Tamil Nadu | GBT
IN-1060672 | MUDANAI | 11.5722 | 79.4055 | OPEN PLOT OF S MUTHAMIN SOHAN, S/O-SUBRAMANIYAM,2/400,NADU STREET,VIL/POST-MUDANAI,VIRUDHACHALAM T.K.,CUDALORE-607804,NO-9486934907 | MUDNI1 | Airtel | Tamil Nadu | GBT
IN-1060708 | KATTUGUDALUR | 11.6444 | 79.4465 | OPEN PLOT OF MR MANIKANDHAN, S/O-ARUCHALAM,332, AN SALAI,VIL/POST-KATTUGUDALORE,PANRUTI TALUK, CUDALORE-607805, NO-04142-218154,9942853797 | KTGDR1 | Airtel | Tamil Nadu | GBT
IN-1101187 | KOTTREI | 11.5841 | 79.3739 | C. GURUSAMY, S/O, CHINNA DURAI, KOTTERI POST, VIRUTHACHALAM TK, CUDDALORE - 607804? PH- 97885-61962 ( KALAI), 99656-51381 ( SENTHIL) | KOTER1 | Airtel | Tamil Nadu | GBT
IN-1062354 | SBI colony | 11.3979 | 79.6863 | Mr.S.garajan.No.5,State Bank Colony,Ellai Amman Koil Street,Chidabaram-608001. | CDBM7 | Airtel | Tamil Nadu | RT Tower
IN-1060832 | Sivayam | 11.3598 | 79.6502 | MR.A,MANI VASAGAN,NO.92/1,SIVAYAM,NGILUR POST,CHIDAMBARAM ,CUDDALORE DIST.-608001.PH:04144-227230 | 7683 | Airtel | Tamil Nadu | GBT
IN-1062796 | GOVINDHASUUMI STREET | 11.3997 | 79.6992 | MR.N.ELANCHEZHIAN,NO.21,KOTANGUDI STREET,CHIDAMBARAM,CUDDALORE DIST.-608001.PH:93446-52595 | CDBM18 | Airtel | Tamil Nadu | RT Tower
IN-1062412 | Shivashakti nagar | 11.3902 | 79.688 | MR.A.P.RAJENDRAN, S/O.M.ARUMUGAM, DOOR NO.B - 54, II CROSS STREET, SHIVASHAKTHI NAGAR, CHIDAMBARAM. PH:94862 16397 | CDBM8 | Airtel | Tamil Nadu | RT Tower
IN-1062325 | Killai Kaliamman kovil new St. | 11.4036 | 79.6967 | Mr.Swaminathan, S/O. Ragavan, Jayanth Celebrator Building, No.14/3, Killai Kalliamman Koil Street, Chidambaram-608001. Ph:94436-79282 | CDBM9 | Airtel | Tamil Nadu | RT Tower
IN-1031789 | Mandhakarai | 11.3928 | 79.687 | K.K. Karunanidhi, Ward No.6, Plot No.12, Min Nagar, Chidambaram Town & Taluk. | 480 | Vodafone | Tamil Nadu | RT Tower
IN-1062496 | VSR Nagar-Chidambaram | 11.4025 | 79.6817 | Mr.A.Manoharan, S/o.Arumugam, 32, Vedavalli nagar, Chidambaram, Cuddalore Dist.1. | CDBM16 | Airtel | Tamil Nadu | RT Tower
IN-1061373 | Chidambaram2 | 11.4022 | 79.6906 | Amh Complex,4 West Car Street, Chidambaram -01. | CDBM2 | Airtel | Tamil Nadu | RT Tower
IN-1082223 | THEMMUR | 11.3407 | 79.6183 | Re-Survey No.35/2, situated at No.85/2, Savadikarai Street, Themmur Post, | TEMUR1 | Airtel | Tamil Nadu | GBT
IN-1031770 | North Car Street | 8.7294 | 77.6878 | K. Ramanathan, Door No.7, Vengan Street, Ward No.3, Block No.4, Comprised In T.S.No.230. | 479 | Vodafone | Tamil Nadu | RT Tower
IN-1062495 | East Sannathi street(Natarajar temple) | 11.3986 | 79.6956 | MRS.S.AMSAVALLI, T.S.NO.86, OLD NO.49/1, NEW NO.122, EAST CAR STREET, CHIDAMBARAM, CUDDALORE DIST - 608 001. PH:04144-222756/329705/99429 25262. | CDBM10 | Airtel | Tamil Nadu | RT Tower
IN-1059621 | Thorapadi | 11.3703 | 79.6411 | R.Nedu Maran, Sf No: 33/25, Keela Theru, Thorapadi, Kuduveli Post, Chidambaram Tk, Cuddalore Dt - 608001, Ph: 9443046026 (Acq By Kg Siva) | TRPDI1 | Airtel | Tamil Nadu | GBT
IN-1106881 | Panapet | 11.3756 | 79.6027 | R.SHANMUGAM, S/O.RAMAKRISHN, PANPATTU(PO), CHIDAMBARAM(TK), CUDDALORE(DT). PH.9842904144 | PANNA1 | Airtel | Tamil Nadu | GBT
IN-1232062 | Chettithangal | 11.2456 | 79.5355 | CTTGL1 ,INFRATEL ,Mr.A.P.Murugan S/O Mr.PaneerSelv | CTTGL1 | Airtel | Tamil Nadu | GBT
IN-1030551 | Lalpet - V | 11.2994 | 79.5607 | S.A. Abdul Salam, S.A. Abdul Salam, Sf No 115/3, lalpet, Kattumannar Koil Tk,, Cuddalure - 608 303. Ph 04144 268757, 98426 60791 | 784 | Vodafone | Tamil Nadu | GBT
IN-1061482 | Kattumanarkoil1 | 11.2751 | 79.5522 | Mr T Velmurugan, 114, West Car Street, Udaiyargudi, Kattumanarkoil - 608301, Cuddalore District | KMKL1 | Airtel | Tamil Nadu | RT Tower
IN-1076937 | Kanattampuliyur | 11.2246 | 79.5911 | Mr.S.Srinivasan, Survey no:33/1 situated at Kanatham Puliyur, Alangudi Via | KNTPR1 | Airtel | Tamil Nadu | GBT
IN-1270976 | LALPET | 11.3028 | 79.5661 | K JUBIRALI S/O KADAR SULTHAN No 3/32 Mela theru ELLARI POST KATTUMANAR KOVIL TK CUDDALORE DIST 608030 PH 8680928212 | LALPT2 | Airtel | Tamil Nadu | GBT
IN-1030549 | Kattumanarkoil | 11.2777 | 79.5527 | S. Parameswaran, S Paramasivam,Sf No 83/11,,No 21 Reddiyar Road Udaiyar Kudi Kattumannar Kovil Taluk -608301 Ph 262120,9443986601,9894833866,04144 | 782 | Vodafone | Tamil Nadu | GBT
IN-1060547 | KALI AMMAN KOVIL STREET | 11.2735 | 79.5539 | MR.K.KANDASAMY,S/O.KALIA PERUMAL,SF.NO.41/16A,NO.4,KALI AMMAN KOIL STREET,KATTUMANNAR KOIL,CUDDALORE DIST.-608301.PH:93606-38282/04144-262270 | KMKL3 | Airtel | Tamil Nadu | GBT
IN-1060364 | Udayargudi | 11.2853 | 79.5525 | MR.G.GOVINDARAJAN, S/O.GOPAL, RS. NO.107/1, LAND BACKSIDE HIGHWAYS OFFICE, METTU STREET, KATTUMANNAR KOIL, CHIDAMBARAM MAIN ROAD, CUDDALORE DIST - 608 302. PH:99436 46110 | KMKL2 | Airtel | Tamil Nadu | GBT
IN-1083445 | SIRUKATTUR | 11.1883 | 79.4909 | MR.R.KUPPUSAMY, SIRUKATTUR(PO), KATTUMANARKUDI (TK), KADALUR-DIST. | 5600 | Vodafone | Tamil Nadu | GBT
IN-1083306 | Kunavasal | 11.2114 | 79.5483 | Mrs.T.Merabai W/O Mr.Thirunavurkarasu Pillai,Door No-II/289,North | KNVSL1 | Airtel | Tamil Nadu | GBT
IN-1106964 | Thirunaraiyur | 11.2923 | 79.5964 | M.RAVINDRAN, S/O.MARIMUTHU, NEW NO.75. MELA STREET, THIRUNARAIYUR(PO), KATTUMANNAR KOVIL(TK), CUDDALORE(DT). PH.9364133846 | TRNYR1 | Airtel | Tamil Nadu | GBT
IN-1106900 | Reddiyur | 11.2071 | 79.5227 | KARTHIKEYAN, S/O.NARAYANNAN, REDDIYUR & POST, KATTUMANNAR KOVIL(TK), CUDDALORE(DT)-608304. PH.9788017171 | REDYR1 | Airtel | Tamil Nadu | GBT
IN-1106897 | Movur | 11.2333 | 79.5618 | T.NATARAJAN, NO.200/2.PALAYAPATTU STREET, MOVUR(PO), KATTUMANAR KOVIL(TK), CUDDALORE-608306. PH.9976306959 | MOVUR1 | Airtel | Tamil Nadu | GBT
IN-1062241 | Lalpet - A | 11.2982 | 79.5554 | A.M.Sabeer Ahemad, D.No 20-D , Quit-E-Millath Strret, Near Eb Office, Lalpet, Post, Kattumanar Koil T.K , Kadalour-Dt, Ph- 986555 7580 | LALPT1 | Airtel | Tamil Nadu | RT Tower
IN-1060583 | Umagalam | 11.5383 | 79.4362 | MR.A.SAMYKANNU,SF.NO.60/1,NO.369,ELUMICHAI AMMAN KOVIL STREET,UMANGALAM,VIRTHUCHALAM TALUK,CUDDALORE DIST.-607 804,PH:98655-92825 | UMGLM1 | Airtel | Tamil Nadu | GBT
IN-1106764 | Karkudal | 11.4945 | 79.3495 | V.ELANGOVAN, S/O.VEERASAMY REDDIAR, OLD NO.3/13. NEW NO.3/40.NORTH STREET, KARKUAL(PO), VIRIDDHACHALAM(TK), CUDDALORE(DT)-606001. PH.9842461046 | KRKDL1 | Airtel | Tamil Nadu | GBT
IN-1031107 | ARASANKUZHI - V | 11.5261 | 79.3907 | Mr.Selvakumar, S/o.Srinivasan, 365,North Street, Arasakuli, Viruthachalam. Ph. 98650 27552. | 1949 | Vodafone | Tamil Nadu | GBT
IN-1060549 | Arasakkuly | 11.5242 | 79.3905 | MR.A.UTHIROARAJ,ARASAKUZHI CUDDALORE MAIN ROAD,SATHAMANGALAM POST,VIRDHUCHALAM TALUK,CUDDALORE DIST.-606 003.PH:94434-05631 | ARSKY1 | Airtel | Tamil Nadu | GBT
IN-1106810 | Kathazhai | 11.4896 | 79.4721 | D.ELAYAPERUMAL,S/O,DURAIKANNU,KAMMAPURAM VIA,KATHALAI POST,CHIDAMBARAM TALUK,CUDDALORE-606103,PH-93611-27447 | KTLAI1 | Airtel | Tamil Nadu | GBT
IN-1030783 | Kammapuram | 11.4754 | 79.4318 | P. Dhayalan, No.466/1, Main Road, Kammapuram, Viruthachalam (Tk) Cuddalore District - 606 103. | 875 | Vodafone | Tamil Nadu | GBT
IN-1031048 | OOMANGALAM | 11.54 | 79.4473 | A.STANIS LAUS, S.F.No.97/3, Near No.93/1,Samtikuppam,Oomangalam Via,Virudhachalam Taluk, Cuddalore District. | 1961 | Vodafone | Tamil Nadu | GBT
IN-1079249 | THATTANODAI | 11.4479 | 79.4819 | A.RAJENDRAN, S/O.ARUMUGAM, S.F.NO.101/18.A. | TTNDI1 | Airtel | Tamil Nadu | GBT
IN-1258164 | KUMARAMANGALAM | 11.4973 | 79.3722 | Mrs.S.Vijaya W/o.Selvaraj, S.F.No.34/5, Main Road, Co-Adanur Village, Virudhachalam 606 001.Ph.97880-93415. | 9700 | Vodafone | Tamil Nadu | GBT
IN-1106823 | Kuppanatham | 11.5422 | 79.3588 | R.SENTHIL KUMAR, S/O.RANGASAMY REDDIYUR S.F.NO.73/1A.KUPPTHAM, VIRUDHACHALAM(TK), CUDDALORE(DT)-606001. PH.9865229403, 04143-238121 | KPNTH1 | Airtel | Tamil Nadu | GBT
IN-1269736 | GOPALAPURAM | 11.4898 | 79.3972 | R PANDIAN S/O S RAMANATHAN North street S FN46/6-A GOPALAPURAM village post VIRUTHCHALAMTK CUDDALORE DIST606103 PH 9698565709 | GOPAL1 | Airtel | Tamil Nadu | GBT
IN-1059086 | Alapakkam | 11.601 | 79.7199 | Mrs. V.S.Kamala Nehru, Old Sf No: 185/3, New Sf No: 270/1, Alapakkam Post, Cuddalore Dt - 608801 | ALPKM1 | Airtel | Tamil Nadu | GBT
IN-1060865 | Cuddalore5 | 11.6783 | 79.7506 | A.Kuzlandaivel, 2/O, N.Arumugam,No:21, Thangadurai Nagar, Opp Vijaya Industrial Product Pvt Ltd., Karaikadu, Sipcot Cuddalore - 607 005 / 04142 - 274439 / 239297 / 9865184380 | CDLR5 | Airtel | Tamil Nadu | GBT
IN-1059954 | Vairankuppam | 11.6347 | 79.7319 | MR. P. R. V. JEGANATHAN, NO.12/2&4, 2/5&6, N/NO.36/5, OPP TO MAHALAKSHMI COLLEGE OF HOTEL MGMT.,POONDIYANKUPPAM POST, CUDDALORE DIST | VKPPM1 | Airtel | Tamil Nadu | GBT
IN-1127360 | Tondamanatham | 11.6486 | 79.7105 | Open Plot Of Mr Janarthanan, S/O-Venkadachalam Naidu, Naidu Street, | TNDNM1 | Airtel | Tamil Nadu | GBT
IN-1061078 | KULANCHAVADI | 11.6282 | 79.6699 | MR.JAYAPAL,ALAPAKKAM ROAD,KULANCHAVADICUDDALORE DIST | KULAN1 | Airtel | Tamil Nadu | GBT
IN-1072044 | ANNAVALLI | 11.6714 | 79.7278 | MR.J.RADHAKRISHNAN,S/O.JAYARAMAN,SF.NO.504/2,3,5,6&7B, AND 548/1A2B,NO.64,REDDIYAR STREET,ANNAVALLI POST,CUDDALORE DIST.-607003.PH:99425-37947 | ANVLI1 | Airtel | Tamil Nadu | GBT
IN-1060363 | Semmamkuppam | 11.6561 | 79.7413 | MR.S.P.PALANIVEL, S/O.PERIYA THAMBI PADAIYACHI, S.NO.110/5, OPEN LAND OPP. TO PIONEER COMPANY, SEMMANGKUPPAM, SIPCOT POST, CUDDALORE DIST - 607 005 | SMKPM1 | Airtel | Tamil Nadu | GBT
IN-1060029 | SIPCOT | 11.6851 | 79.7558 | MR.K.V.MANI,SF.NO.169/4,KUDIKADU,SIPCOT POST,OPP.TOSASUNCHEMICALS,CUDDALORE DIST.-607005.PH:94432-81537 | CDLR12 | Airtel | Tamil Nadu | GBT
IN-1061226 | Pioneer Miygi chemicals pvt ltd. | 11.6551 | 79.7436 | Pioneer Miygi chemicals Pvt Ltd. Semman Kuppam, Cuddlore dist. Pin-607005 | CDLRM1 | Airtel | Tamil Nadu | RT Tower
IN-1102327 | E.I.D PARRY | 11.6185 | 79.7494 | EIDPR1A | EIDPR1 | Airtel | Tamil Nadu | RT Pole
IN-1030477 | Cuddalore SIPCOT | 11.6789 | 79.75 | A. Guzhandhaivelu, Plot No:20 & 21, S.No:33/3, Of Gudikadu Village, Thangadurai Nagar, Karaikudi Post, Cuddalure. | 5016 | Vodafone | Tamil Nadu | GBT
IN-1060790 | Puliyur | 11.6464 | 79.6484 | MR.KATTU RAJA,S/O.CHINNADURAI,NO.11,WEST STREET,PULIYUR,PULIRUR POST,CUDDALORE DIST.-607 301.PH:04142-695790 | PULIR1 | Airtel | Tamil Nadu | GBT
IN-1079067 | ERUMBUR | 11.4654 | 79.5209 | RAJALINGAM, S/O.JENBAGANATHA, S.F.NO.77/14. 77/1. VADAKKU STREET, | ERMBR1 | Airtel | Tamil Nadu | GBT
IN-1126135 | Vilayamdevi kilpathy | 11.4729 | 79.4984 | P.S.Murugesan, S/o. Sundaralingam, SF No:191/1, Sivankoil street, kila valayama Devi post, Pinnalur Via, Chidambaram TK, Cuddalore DT, 04144-266285, 226832 | VILAY1 | Airtel | Tamil Nadu | GBT
IN-1106910 | T.Neduncherry | 11.3541 | 79.5695 | SAVITHRI, W/O.N.RAMASAMY, 1/66.T.PUTHUR, T.NADUNJERI(PO), KAATUMANNAR KOIL(TK), CUDDALORE(DT)-608305. PH.9843349213 | TNCHR1 | Airtel | Tamil Nadu | GBT
IN-1062814 | SUGAR MILL | 11.4472 | 79.5448 | MR.THILLAI GOVINDAN, R.S.NO.79/6 & 79/10, NO.7, MINI NAGAR, NORTH MAIN ROAD, SETHIYARTHOPPU, CUDDALORE DIST - 608 702. PH:99949 14089 / 94863 11162 | STTPU2 | Airtel | Tamil Nadu | RT Tower
IN-1059978 | Pinnalur | 11.4771 | 79.5622 | MR.A.JOTHIMANI, S.NO.70/3, NO.9, PINNALUR POST, CHIDAMBARAM-TK, CUDDALORE DIST - 608 704. PH: | PINLR1 | Airtel | Tamil Nadu | GBT
IN-1113715 | BOODHANGUDI | 11.4159 | 79.5439 | B. Kulasekaran, No.89/1, Nadu Street, Boodhagudi Post, Chidambaram Tk, Cuddalore-608702 | 4436 | Vodafone | Tamil Nadu | GBT
IN-1106879 | Chettikattalai | 11.3404 | 79.5939 | V.PATTUSAMY, S/O.VEAMBANI, NO.351.KOTHAVESAL(PO), KATTU MANNAR KOVIL(TK), CUDDALORE(DT)-608305. 9976153463. 04144-292690 | CHETT1 | Airtel | Tamil Nadu | GBT
IN-1106930 | Kollumedu | 11.3341 | 79.5533 | A.SHADULLAH, S/O.AIYBUB, S.F.NO.49/3. RAYANALLUR, KATTU MADU(PO), KATTUMANNAR KOVIL(TK), CUDDALORE-608303. PH.9943246058 | KLMDU1 | Airtel | Tamil Nadu | GBT
IN-1078627 | KULAPPADI | 11.375 | 79.5427 | MR.T.S.CHIDHAMBARAM,S.NO.143,KOLLAPADI THENPATHI VILLAGE | KLPPD1 | Airtel | Tamil Nadu | GBT
IN-1082870 | Mathuranthaganallur | 11.4022 | 79.5924 | THIRUKALUKARAI STREET, MADHURANTHAGANALLUR, | MTNLR1 | Airtel | Tamil Nadu | GBT
IN-1060717 | SEPALANATHAM | 11.5434 | 79.5153 | OPEN PLOT OF MRS UDAYA GANDHI,W/O-RAVINDHIRAN,99/4,SEPALANATHAM(NORTH),SEPALANATHAM POST,VIRUDHACHALAM,CUDALORE-607802,NO-9865087927 | SPNTM1 | Airtel | Tamil Nadu | GBT
IN-1074804 | Aadhandar Kollai | 11.5752 | 79.4645 | Mr.G.Ramalingam, Aadhandar Kollai(Village), Virudhachalam(tk), Cuddalore(dt). Phone:9444705716 | 3397 | Vodafone | Tamil Nadu | GBT
IN-1060693 | AMERI | 11.5615 | 79.4561 | MR.A.THANGAVEL,S/O.ARUMUGAM,SF.NO.165/1B,NO.71,SOUTH STREET,AMMERI POST,VIRTHUCHALAM TALUK,CUDDALORE DIST.-607802.PH:94430-49750/93632-60353 | AMERI1 | Airtel | Tamil Nadu | GBT
IN-1115132 | Vanadirayapuram | 11.5822 | 79.5331 | G.Thirunavukarasu,S/O,Govindaraj,Vadalur Via, Panruti Taluk,Cuddalore-607303..Ph-99652-28738,94431-11985 | VDPRM1 | Airtel | Tamil Nadu | GBT
IN-1030833 | Mandarakuppam | 11.5348 | 79.4822 | M. MOHA , S.F. No. 2/15, Plot No, 29, Ncv gar , Neyveli -2 | 1580 | Vodafone | Tamil Nadu | GBT
IN-1059930 | Murugai | 11.5311 | 79.5603 | MR.G.RAMESH, OLD S.NO.385/2,386/2,387/1, 387/2, 387/3, 387/4&406/1, NEW S.NO.257/7, NO.31, NORTH STREET, SERAKUPPAM MARUVAI POST, CUDDALORE DIST - 607 303 PH:98941 07705 | MURUG1 | Airtel | Tamil Nadu | GBT
IN-1083055 | KARUNGULI - V | 11.5185 | 79.5437 | MR.R RAVI CHANDERN,S/O N RAMACHENDERAN,REDDIR ST.,KARUNGULI VILL,VADALUR PO,CODDALOUR DT,PH 9443865046 | 5472 | Vodafone | Tamil Nadu | GBT
IN-1107024 | Kollakkudi | 11.503 | 79.5276 | A.BAKYHISOLAGAN,S/O,AROCKIAMARY,3,WEST STREET,KOLLAKUDI POST,NEIVELI TALUK,CUDDALORE-607802,PH-94428-97865 | KOLKD1 | Airtel | Tamil Nadu | GBT
IN-1060514 | Manjukuppam 25 | 11.7805 | 79.7679 | S.VISWANATHAN, S/O P.C SUBRAMANIYA CHETTIYAR, BALAJI NAGAR, UTHCHIMEDU, CUDDALORE 600 702 PH:9443042720 | CDLR25 | Airtel | Tamil Nadu | GBT
IN-1265998 | NETHAJI NAGAR | 11.7612 | 79.7636 | MR.1.V.SRINIVSAN and 2. V.JAYACHANDRAN S/O VENUGOPAL, 125/70 NETHAJI ROAD, MANJAKUPPAM, CUDDALORE- 607001 PH: 9443821171 | CDLR39 | Airtel | Tamil Nadu | RT Tower
IN-1061375 | Cuddalore1 | 11.7508 | 79.7608 | Avr Towers, No-4 Bharathi Road, Cuddalore - 600701 | CDLR1 | Airtel | Tamil Nadu | RT Tower
IN-1060091 | THEVANAMPATTINAM | 11.745 | 79.7934 | MR.T.SELVARAJ,S/O.THANGARAJ,T.S.NO.1899,KAPILAR STREET,DEVANAMPATTINAM,CUDDALORE DIST-607001.PH:04142-694275 | CDLR20 | Airtel | Tamil Nadu | GBT
IN-1062500 | Vilva nagar | 11.7632 | 79.7596 | R.NITHYANANDAN, T.S.NO. 2117, NO.12A, CHINNAPPAN STREET, VIVANAGAR, CUDDALORE DIST-607 001/94431 61383 | CDLR16 | Airtel | Tamil Nadu | RT Tower
IN-1062595 | MANJAKUPPAM 17 | 11.757 | 79.7687 | MR.P.SELVAM,S/O.N.PAKKIRICHETTIYAR,T.S.NO.974/1A1A,NO.1,RADHAKRISHNA NAGAR,MANJAKUPPAM,CUDDALORE DIST-607001.PH:9862133085 | CDLR17 | Airtel | Tamil Nadu | RT Tower
IN-1062507 | PUDUPALAYAM | 11.7469 | 79.7673 | S.Syed Asam Ali, 9-Nabigal Nayagam, Puthupalayam street, Cuddalore-607001. Ph:9443169785 | CDLR18 | Airtel | Tamil Nadu | RT Tower
IN-1062378 | Uppalavadi | 11.7646 | 79.7746 | Mrs.S.Kalaiarasi,Sf.No.51/1,T.S.No.786,No.4,N.G.O.Nagar Main Road,Gundu Uppalavadi,Cuddalore Dist.-607 002.Ph:94425-56328/04142-695430 | CDLR13 | Airtel | Tamil Nadu | GBT
IN-1062479 | Manjakuppam 14 | 11.7669 | 79.7633 | Mr.K.Velu, S/o.Kathirvelu Gounder, 22/A, Pondy Road, Manjakuppam, Cuddalore. Ph:04142-221035 | CDLR14 | Airtel | Tamil Nadu | RT Tower
IN-1062392 | Thirupapuliyur | 11.7501 | 79.748 | MR.R.MADHAVAN, T.S.NO.379,380,376/1B, NO.121-A, BODI CHETTY STREET, THIRUPAPULIYUR, CUDDALORE DIST - 607002 PH:9443231361 | CDLR9 | Airtel | Tamil Nadu | RT Tower
IN-1031868 | Devanampattinam | 11.748 | 79.7735 | S.CHANDRA HASAN, No.53/15-A, Main Road, Vannarapalayam, Cuddalore -1. | 1584 | Vodafone | Tamil Nadu | RT Tower
IN-1062307 | Govt. Hospital | 11.7573 | 79.7608 | Mr.T.Mahendravarman,T.S.1085/1A1A,No.18/2,Nellikuppam Main Road, Manjuakuppam, Cuddalore Dist.-607 001.Ph:04142-221675 / 94422-21675. | CDLR11 | Airtel | Tamil Nadu | RT Tower
IN-1266376 | Seetharaman Nagar | 11.7489 | 79.7646 | Mrs Saraswathy w/o Late OMC Rajaram Old No 1B Rettai Pillaiyar Kovil Street Pudhupalayam Cuddalore Dt Pin607001 Ph9894612674 | CDLR37 | Airtel | Tamil Nadu | GBT
IN-1062355 | Anna Nagar | 11.7526 | 79.7711 | Mr.D.Rajashankar /D.Chandrasekaran,Plot No.Mig-Iii,Aanaikuppam,Cuddalore -1Ph:94432-10687 /231242 | CDLR8 | Airtel | Tamil Nadu | RT Tower
IN-1113414 | Vijayamanagaram | 11.5955 | 79.3064 | Mr.R.Selvam , Vijayamangaram village , Virudhachalam Tk, Cuddalore District - 606104 | 5477 | Vodafone | Tamil Nadu | GBT
IN-1106658 | Aladi1 | 11.6314 | 79.3594 | MR.K.GOVINDARAJAN S/O KRISHANAN VILL.-ALADI, TALUKA-VIRUTHACHALAM,DIST.-CUDDALORE,PH:-04143-292599 | ALADI1 | Airtel | Tamil Nadu | GBT
IN-1236625 | Sakthi Nagar | 11.5264 | 79.3274 | P.SAROJA,W/O,PAPANASAM,112,K1,DURGAI NAGAR,VIRUDASALAM,CUDDALORE-606001,PH-97157-38706 | 4457 | Vodafone | Tamil Nadu | RT Tower
IN-1061983 | Vridhachalam 2 | 11.5133 | 79.3217 | Kkg Plaza, Kadai Veedhi, Trichy Road, Virdhachalam | VRCM2 | Airtel | Tamil Nadu | RT Tower
IN-1062642 | BHARATHI NAGAR | 11.5175 | 79.3307 | MRS.S.PERIYANAYAKI,W/O.V.SUNDARAM,D.NO:143A,BHARTHI NAGAR,KATTUGUDALORE ROAD,VIRUDACHALAM-606001.PH:04143-263568,9443213004 | VRCM6 | Airtel | Tamil Nadu | RT Tower
IN-1031391 | Viruthachalam Back Bone | 11.5304 | 79.3282 | SF No. 150/1, (As per new Sub-division SF No. 150/1B),Kandiam Kuppam Village, Virdhachalam Sub-Regn. Dist., Chidambaram Regn. Dist.. | 1315 | Vodafone | Tamil Nadu | GBT
IN-1074937 | Virthagrieswarar Temple | 11.5131 | 79.3213 | Mr.Palamalai, 41 Bazar street, Virudhachalam. Pincode:606001, Phone:04143-230745, 9443535936 | 3532 | Vodafone | Tamil Nadu | RT Tower
IN-1061984 | Vridhachalam 3 | 11.5236 | 79.3397 | # 100, Gandhi Street Periyar Nagar North | VRCM3 | Airtel | Tamil Nadu | RT Tower
IN-1247026 | Vridhachalam 9 | 11.5118 | 79.3214 | Mr.S.Ramesh, S/o.K.Srinivasan, R.S.No.280/1, Old No.30 & New No.291, Bazar Street, Virudhachalam, Cuddalore District.606001. | VRCM9 | Airtel | Tamil Nadu | RT Tower
IN-1106987 | Manakollai | 11.6382 | 79.3845 | K.JAYAPALAN,S/O,KASINATHAN,NORTH STREET,MANNAKOLLAI,VIRUDASALAM POST,VIRUDASALAM TALUK,CUDDALORE-606115 PH-99766-58355,93440-02530 | MNKLI1 | Airtel | Tamil Nadu | GBT
IN-1061985 | Vridhachalam 4 | 11.5378 | 79.3189 | Shanmugam Complex, Guzhat Road, Pudukuppam, Virudachalam | VRCM4 | Airtel | Tamil Nadu | RT Tower
IN-1106783 | Mattur | 11.6042 | 79.3355 | A.ALI @ MOHAMED ALI, S/O.ABDUL SALEM, 42/77.MUSILM STREET, MATTUR(VIL), PALAIYA PATTINAM(PO), VIRUDHACHALLAM(TK), CUDDALORE(DT). PH.9942442472 | MATTR1 | Airtel | Tamil Nadu | GBT
IN-1106741 | Essanur (maduraimanikkam) | 11.4443 | 79.3628 | VEERANARAYANAN, S/O.RAMALINGAM, MADHALIRMANICKAM(PO), KATTUMANAR KOIL(TK), CUDDALORE(DT). PH.9787973748. 04144292621 | ESNOR1 | Airtel | Tamil Nadu | GBT
IN-1059744 | Srimushnam | 11.4006 | 79.4034 | Mr.N.S.Sivaraman,Old S.No.62 /1A1,New S.No.465/4,Of Thirumuttam Village,South Chetty Street,Kattumannar Koil Taluk -608 703.Ph:04144-245275 | SRMSM1 | Airtel | Tamil Nadu | GBT
IN-1074904 | Karuvapilankuruchi | 11.4648 | 79.3216 | Mrs.Tamil Selvi, W/O V.Sekar, Mari Amman Kovil Street, Karuvapilankuruchi(po & Village), Virudhachalam(tk), Cuddalore(dt). Phone:04143-243223, 9360781324. | 3500 | Vodafone | Tamil Nadu | RT Tower
IN-1060611 | AUTHUKURICHI - A | 11.4113 | 79.3515 | MR.KALIYAPERUMAL,S/O.NATRAJAN,SF.NO.188/6B,KALIYAMMAN KOVIL STREET,KAVARAP PALAYAM VIA.,PERIYA ATHUKURICHI,UDAYAR PALAYAM,PERAMBALUR DIST.-608901,PH:98415-66293 | ATKRH1 | Airtel | Tamil Nadu | GBT
IN-1106610 | Karmangudi | 11.4651 | 79.3474 | G.KANTHAVEK, 1/263.EAST STREET, KARMANGUDI (VILLAGE), KARUVEPPILAN KURICHI(PO), VRIDDHACHALAM(TK), CUDDALORE(DT). PH.9965488858. 04143-243239 | KRMGD1 | Airtel | Tamil Nadu | GBT
IN-1106755 | Melapalaiyur | 11.4695 | 79.3769 | R.PANNER SELVAM, S/O.RAMARAJ REDDIYAR, 1/25 EAST STREET, C.KEERANUR(PO), VIRUDHACHALAM(TK), CUDDALORE(DT)-606110. PH.9843407768 | MLPYR1 | Airtel | Tamil Nadu | GBT
IN-1059832 | Varadharajanpettai | 11.3554 | 79.4192 | Mr.S.Chinnappan,Sf.No.81/2,Old No.14/35,New No.7,South Street, Varadharajanpettai, Perabalur Dist.-621 805.Ph:04331-241306/98659-38254. | VDVPT1 | Airtel | Tamil Nadu | GBT
IN-1031223 | AUTHUKURICHI - V | 11.406 | 79.3575 | THANGAMPILLAI,ATHUKURICHI POST UDAYYAR PALAYAM PERAMBALUR DIST | 2846 | Vodafone | Tamil Nadu | GBT
IN-1060667 | ALAGAPURAM | 11.3693 | 79.3344 | MR.K.KRISHNA SAMY, S/O.KALIYAMOORTHY, S.NO.167/11, SOUTH STREET, ALAGAPURAM POST, KARAPALAYAM VIA, JAYANGONDAM-TK, PERAMBALUR DIST - 608 901. PH: | AGPUM1 | Airtel | Tamil Nadu | GBT
IN-1092524 | Kavanur | 11.4385 | 79.4126 | D.Komala Lakshmi,Velamur Village,Rama Puram Post,Maduranthanam | KAVNR1 | Airtel | Tamil Nadu | GBT
IN-1076925 | Vannankudikadu | 11.4236 | 79.3331 | T.RAJAGAM, S/O.THANGA ARASU, NO.1/8.EAST STREET, VANNKUDIKADU, | VNKKD1 | Airtel | Tamil Nadu | GBT
IN-1106870 | Sathiyavadi | 11.4528 | 79.3085 | ARULKUMAR, S/O.SINIVASAN, NO.1/75.DROUBATHI AMMAN, KOIL STREET, SATHYAVADI, VIRUTHACHALAM(TK), CUDDALORE(DT)-606110. PH.9443552058 | STYVD1 | Airtel | Tamil Nadu | GBT
IN-1126727 | Thambipettai | 11.5987 | 79.6315 | R.Andalammal, W/O.Ramalingam, Cuddalore Main Road | 2974 | Vodafone | Tamil Nadu | GBT
IN-1061468 | Kurinjipadi | 11.5646 | 79.5946 | Sds Complex, Mr K.Jyothi Mani,182,Bazaar Street,Kurinjipadi Ph 04142-258496/298914 Mobile 9865424313 | KJPD1 | Airtel | Tamil Nadu | RT Tower
IN-1107025 | Adurkuppam | 11.5698 | 79.6167 | V.PALANIVEL,S/O,VAITHIALINGAM,25/B,VANIYAR STREET,KURINJIPADI TALUK,CUDDALORE-607302,PH-94867-91657 | ADRKM1 | Airtel | Tamil Nadu | GBT
IN-1100067 | BUDAMPADI | 11.3147 | 79.3619 | Budampadi village, | BDMPD1 | Airtel | Tamil Nadu | GBT
IN-1060568 | Virudhachalam bypass rd | 11.5718 | 79.597 | MR.RAMALINGAM,S/O MASILAMANI,NO-21/35,KURINJI PADI TALUK,,CUDDALORE-607302,PHONE NO 9842378675, LAND MARK NEAR RAILWAY STATION BYE PASS | KJPD2 | Airtel | Tamil Nadu | GBT
IN-1077845 | Marudur | 11.4932 | 79.597 | B.RAJESWARI, S/O.S.BALAKRISHNAN, MARUDUR, | MUDUR1 | Airtel | Tamil Nadu | GBT
IN-1106815 | Adurgrammam | 11.5416 | 79.6263 | G.BASKAR,S/O,GANESAMOORTHY,530,MIDDLE STREET,ADURGRAMMAM POST,CUDDALORE TALUK,CUDDALORE-607302,PH-94433-76944,93449-75151` | ADRGM1 | Airtel | Tamil Nadu | GBT
IN-1031381 | Vadalore - V | 11.5528 | 79.5583 | Old SF NO. 629/5 (New SF No. 29/14),Serrakuppam Village, Vadalur Sub-Regn. Dist., Cuddalore Regn. Dist.. | 1310 | Vodafone | Tamil Nadu | GBT
IN-1123696 | NATHAMEDU | 11.501 | 79.6212 | MR.S.KRISHMOORTHY S/o.MR.SADHASIVAMS.NO.60/1 THAMEDU VILLAGE, CHIDHAMBARAM TALUK, PUVAGIRI SUB-DISTRICT, CHIDHAMBARAM REG- DISTRICT, KADALUR DISTRICT, PH - 9788563075 | NTHMD1 | Airtel | Tamil Nadu | GBT
IN-1085057 | Rasapalayam - V | 11.8103 | 79.5587 | Mr.Babu,Rasapalayam,Panruti(Tk),Cuddalore.9360535924. | 5422 | Vodafone | Tamil Nadu | GBT
IN-1060479 | Annagramam | 11.787 | 79.6022 | MRS.K.DEVI, W/O.M.KUMAR, S.NO.205/5, MADHA KOIL STREET, KEELKAVARAPATTU, PANRUTY-TK, CUDDALORE DIST - 607 112. PH:94863 31293 | ANNGM1 | Airtel | Tamil Nadu | GBT
IN-1030931 | Naduveeranpattu | 11.7267 | 79.6227 | A.Gnana sekaran, S/o.Rajamanickam, Naduveerapatti, Cuddalore , 94424-78348 | 1930 | Vodafone | Tamil Nadu | GBT
IN-1101242 | MALLIGAI MEDU | 11.8004 | 79.5813 | MR.VENKATARAMAN,S/O.JANARATHANAM,SF.NO.210/3B,NO.1/131,REDDIAR STREET,MALIGAI MEDU,BANRUTTI TALUK,CUDDALORE DIST.-607112.PH:04142-322526 | MLGMD1 | Airtel | Tamil Nadu | GBT
IN-1059929 | Kandarkottai | 11.8283 | 79.5568 | MR.N.KUMARAPPAN, S.NO.362/1, 397/6, 397/10, 354/3&387/1, OLD NO.1/37, NEW NO.100, REDDIYAR STREET, KANDAR KOTTAI POST, PUNRUTTI-TK, CUDDALORE DIST - 607 205 PH:94427 80112 / 04142 - 248437 | KDRKT1 | Airtel | Tamil Nadu | GBT
IN-1101258 | Pakkiripalayam | 11.7828 | 79.5819 | Mrs.Haisha, Pakkiripalayam Village, Melkavaraipattu post, banruti TK,. Cuddalore Dt. 9363020048 | 2599 | Vodafone | Tamil Nadu | GBT
IN-1031256 | Melpatampakkam | 11.7863 | 79.629 | R. Selvakumar, Door No.112B, New No.2/604, Chittur Main Road, Perumal Naickenpalayam Village, Nellikuppam, Cuddalure | 1353 | Vodafone | Tamil Nadu | GBT
IN-1060439 | SILAMBENATHANPEETAI | 11.6926 | 79.6097 | MR.P.SUNDARAMOORTHY,SF.NO.294/4,NO.55,WEST STREET,SILAMBENATHANPETTAI,PANRUTHI TALUK,CUDDALORE DIST.-607102.PH:92831-49053 | SLMTP1 | Airtel | Tamil Nadu | GBT
IN-1060648 | MEL KUMARA MANGALAM | 11.733 | 79.5851 | MR.V.JAISANKAR ,S/O VARATHARAJ,NO-406,MARIAMMAN COIL STREET,MELKUMARAMANGALAM POST,BANDRUTTI TALUK,CADDALUR-607205, PHONE 9442693721 , 04142 212046 (PP) | MKMGM1 | Airtel | Tamil Nadu | GBT
IN-1086060 | CHITTRASUR | 11.7627 | 79.6337 | open plot of S.R. Purushottaman, S/O-S.N.Ranga, Chittrasur Vil, Palur post, Panruti Taluka,Cudalore Dist, no-9367616282 | CTSUR1 | Airtel | Tamil Nadu | GBT
IN-1107022 | Kolipakkam | 11.8088 | 79.6089 | C.DEVARAJU, S/O.CHINNAYAN, NO.62.MARIAMMAN KOVIL, KOLIPAKKAM, TAGANDAI(PO), PANRUTI(TK), CUDDALORE(DT). PH.9486869397 | KPKKM1 | Airtel | Tamil Nadu | GBT
IN-1106793 | Muthunarayanapuram | 11.7622 | 79.6021 | BOOMINATHAN, S/O.P.RASSAPAN, MARIAMMAN KOVIL STREET, D.NO.753.MUTHUNARAYANA PURAM, ELEMEDU(PO), PANTUTI(TK), CUDDALORE(DT). PH.9365881190 | MTRPM1 | Airtel | Tamil Nadu | GBT
IN-1083302 | C.MUTLUR | 11.4378 | 79.7077 | SF No: 32/2, Mela anvampattupost | 4623 | Vodafone | Tamil Nadu | GBT
IN-1059101 | Bhuvanagiri 2 | 11.4415 | 79.6513 | M.Arumugam, No: 7. Cuddalore Main Road , Bhuvanagiri Tex Backside, Bhuvanagiri, 04144 - 241231 , 240 555 | BVGRI2 | Airtel | Tamil Nadu | GBT
IN-1060428 | Mel-Bhuvanagiri | 11.4408 | 79.6384 | MR.PR.YOGESH,S/O.RANGANATHAN,OPEN LAND OF VIRDHUCHALAM MAIN ROAD,OPP.TO BOYS SCHOOL,MEL BHUVANAGIRI,CUDDALORE DIST.-608 601.PH:93450 05166 | BVGRI3 | Airtel | Tamil Nadu | GBT
IN-1131558 | OORATHUR | 11.4254 | 79.5911 | Mr.PonmudiS/o. KaliNo.1/98, KilliayanurOrathur PostChidambaram talukCuddalure District - 608201M : 9841208315 | 5142 | Vodafone | Tamil Nadu | GBT
IN-1231981 | Azhichikudi | 11.434 | 79.6011 | AZCKD1 ,INFRATEL ,S.RAMASAMY, S/O.SOMASUNDRAM, | AZCKD1 | Airtel | Tamil Nadu | GBT
IN-1059788 | Thambikkunallanpattianam | 11.4492 | 79.6785 | Open Land Of Mr. A. Ramachandran, Sathy Salai Bus Stop, Thambikkunallanpattinam, Aathivarakanallur Post, Chidambaram Tk, Ph-99942626529 | TBNPT1 | Airtel | Tamil Nadu | GBT
IN-1059932 | Vallur(Vayalore) | 11.4266 | 79.6676 | MR.R.DHARMARAJAN, S.F.NO.97/5, CHIDAMBARAM TO KIRAMPALAYA MAIN ROAD VIA., SILUVAIPURAM, VIALLUR POST, CHIDAMBARAM-TK, CUDDALORE DIST - 608 602. PH: 04144 - 231682 | VALLU1 | Airtel | Tamil Nadu | GBT
IN-1106878 | Sendirakillai | 11.5073 | 79.6931 | C.KUPPAMAL, W/O.CHAKKARABANI, S.F.NO.112/12.SENDIRAKILLAI, PACHAKADU(PO), CHITTAMBARAM(TK), CUDDALORE(DT)-608501. PH.9486959550 | SNDKL1 | Airtel | Tamil Nadu | GBT
IN-1107032 | Sathapadi | 11.4953 | 79.6489 | V.VIJAYA, W/O.VEERASAMY, NO.24.B.EAST STREET, VADAKUTHITAI, MOALAMANKODI(PO), CITTAMBARAM(TK), CUDDAORE(DT)-608601. PH.9986184234 | STPDI1 | Airtel | Tamil Nadu | GBT
IN-1107020 | Alambadi(Kasba) | 11.466 | 79.6116 | U.MURUGAN, S/O.UDHIRADAM, S.F.NO.51/36.MARIAMMAN KOVIL STREET, K.ALAMBADI(PO), CHITTAMBARAM(TK), CUDDALORE-608602. PH.9786864436 | ALMBD1 | Airtel | Tamil Nadu | GBT
IN-1030619 | Bhuvanagiri - V | 11.442 | 79.6428 | R.T. Veera Raghavan, T Veeraragavan,S/O Mr Thillai Govindarajulu Naiduno 71,Mp Kovil St Bhuvanagiri Chidambaram | 1341 | Vodafone | Tamil Nadu | GBT
IN-1106572 | Vanamadevi - Cuddalore | 11.7302 | 79.6664 | Mr.R.Subramaniam, Old Survey No:277/2,Old Servey No;62/5 Situated at Vamadevi Village, llikuppam Via, Thenrkadu Taluk, Cuddalore District - 607 105. | VNMDV1 | Airtel | Tamil Nadu | GBT
IN-1060478 | Villakarai | 11.7011 | 79.6843 | MR.S.DHANJAYAN,S/O.SELVARAJ,NO.136/B,VELLAKKARAI ROAD,V.KAITTU PALAYAM,SATHAN KUPPAM POST,CUDDALORE DIST.-607 004.PH:98467-88825 | VILKR1 | Airtel | Tamil Nadu | GBT
IN-1060213 | RAMPURAM | 11.6947 | 79.6968 | OPEN LAND OF MR.V.RAMAN,OLD SURVEY NO.411/1,NEW SURVEY NO,226/3,3F,RAMAPURAM,CUDDALORE DIST-607 003 PH-04142 310319 | RMPRM1 | Airtel | Tamil Nadu | GBT
IN-1274834 | Parry India Ltd | 11.7659 | 79.6675 | K.KATHIRESAN S/O KATHAVARAYAN NO.140,PUSHPA NAGAR,NELLIKUPPAM POST,PANRUTI TK.CUDDALORE DT.9976672665 | NLKP3 | Airtel | Tamil Nadu | GBT
IN-1062760 | Thandaiperiyar Street | 11.7737 | 79.6769 | MR.B.RAMAMOORTHY REDDIYAR, S/O.BATCHAA REDDIYAR, S.F.NO.24B/1, NO.29/26, REDDIYAR STREET, NELLIKUPPAM, CUDDALORE DIST - 607 105. PH:04142-272412/94432 24424 | NLKP4 | Airtel | Tamil Nadu | RT Tower
IN-1133965 | THOTTAPATTU-TOWN | 11.7667 | 79.7232 | A.Vimalraj, S/O.T.Anbalagan, A.V.K.Complex Backside, Thottapattu Village, Nellikuppam Main Road, Cuddalore-2. 9865418002 | ICUD0026 | Idea | Tamil Nadu | GBT
IN-1060943 | Nellikuppam1 | 11.7764 | 79.6667 | Plot Of Mr Avp Ramesh, Near Kamachi Clinic, Main Road, Nellikuppam (Ph 323891) | NLKP1 | Airtel | Tamil Nadu | GBT
IN-1060339 | Taramanikuppam(Varakalpet) | 11.7673 | 79.6963 | MR.P.MURUGAN, S/O PALANIVEL, SF.NO.166/7SUBRAMANIYA KOVIL STREET, VARAKKALPATTU, THARAMANI KUPPAM , CUDDALORE 607 109. PH:98940 73754. | TRNPM1 | Airtel | Tamil Nadu | GBT
IN-1062871 | Kasukadai Street | 11.7707 | 79.7433 | MR.R.UMAYAL,W/O.RAJENDRA PAUL,NO.6,KASUKADAI STREET,CUDDALORE DIST.-607003.PH:04142-238698 | CDLR27 | Airtel | Tamil Nadu | RT Tower
IN-1062267 | Semmandalam | 11.7636 | 79.7504 | Mr.Muthukonda, S/O,K.L.Ramasamy, 59/A, Modern World Building, Opp.To Option A,Near Anjenaya Samy Koil, Semmandalam, Cuddalore. Ph:94443-62120. | CDLR10 | Airtel | Tamil Nadu | RT Tower
IN-1061380 | Cuddalore7 | 11.7662 | 79.7437 | Vasu Kadhirvel, No:60A, Nellikuppam Main Road, Sn Chavadi, Cuddalore / 04142-291826 / 291535 | CDLR7 | Airtel | Tamil Nadu | RT Tower
IN-1062567 | TAMILKUMARIAMMAN STREET | 11.7757 | 79.673 | MR.N.MURUGAN,S.NO.129A/1A,NO.205,K.S.R. ROAD,NELLIKUPPAM,CUDDALORE DIST-607105,PH:04142-27231/9443372311 | NLKP2 | Airtel | Tamil Nadu | RT Tower
IN-1248414 | Thiruventhipuram | 11.7471 | 79.7102 | Mrs.B.Lalitha, W/o.Balasubramaniyam, New S.F.No.230/1 & 231/23, Theradi Kizhakku Theru, Thiruvanthi Puram Post, Cuddalore TK, Cuddalore District 607401. | TVTRM1 | Airtel | Tamil Nadu | RT Tower
IN-1076917 | THAZHANALLUR | 11.4583 | 79.2694 | M.DURAISAMY, S/O.D.MURUGESAN PILLAI, THAZHANALLUR, DEEVALLUR(PO) | TZNLR1 | Airtel | Tamil Nadu | GBT
IN-1082643 | MARUTHATHUR | 11.4525 | 79.2064 | MR.ANAGMUTHU,NO.116/6 | MRDHR1 | Airtel | Tamil Nadu | GBT
IN-1096359 | Kodikalam | 11.3885 | 79.1901 | D.NO:62/1 NORTH STREET, KODIKALAM, THIRUVATTA | KDKKM1 | Airtel | Tamil Nadu | GBT
IN-1074897 | Aavinankudi | 11.3924 | 79.1716 | R.Nirmala, W/o.R.Rajendran, ANR Building, Aavinangudi Village, Thittakudi(tk), Cuddalore(dt). Phone:9442911910 | 3497 | Vodafone | Tamil Nadu | RT Tower
IN-1126724 | Pennadamsugar Mill | 11.3959 | 79.2189 | Dhanaraj, Eraiyur Village, Pennadam R.S. Post, Thittagudi Tk. | 2284 | Vodafone | Tamil Nadu | GBT
IN-1074901 | Murugankudi | 11.4227 | 79.2745 | Mr.Azhaha Masillamani, Murugankudi Village, Thittakudi(tk), Cuddalore(dt). Phone:9843181190,9843244296 | 3498 | Vodafone | Tamil Nadu | RT Tower
IN-1094499 | PENNADAM WEST MAIN ROAD | 11.4012 | 79.2364 | A.CHIDAMBARAM, NO:170 C 5, WEST MAIN ROAD, | 5591 | Vodafone | Tamil Nadu | RT Tower
IN-1086745 | NIDHINATHAM | 11.4681 | 79.1792 | Mr.Rajendran S/O T.Dhuri Samu,Village-Nidhinatham,Post-Nidhinatham,Tehsil-Tittagudi,District-Cuddalore,Ph-9442307284 | NHNTM1 | Airtel | Tamil Nadu | GBT
IN-1059197 | pennadam | 11.4036 | 79.2397 | S. Arumugam, S/O Sabapathi Pillai,64 Agraharam Street,Pennadam -5,Cuddalore Dist | PENDM1 | Airtel | Tamil Nadu | GBT
IN-1060290 | PENNADAM | 11.4058 | 79.2504 | Mr.Dhandapani, 20/2, Ease main road,Opp to balaji furniture, Pennadam 606 105, Cuddalore dt,04143-222596 | PENDM2 | Airtel | Tamil Nadu | GBT
IN-1060698 | THOLAR | 11.4174 | 79.2143 | MR.P.KARTHIKEYAN,S/O.N.PERIYA SAMY,SF.NO.381-1,MAIN ROAD,THOLAR POST,THITTAKUDI TALUK,CUDDALORE DIST.-606105.PH:04143-223840/04143-233170 | THOLR1 | Airtel | Tamil Nadu | GBT
IN-1083538 | Alathiyur | 11.3693 | 79.2589 | Mr.Ramalingam s/o Verappan,No:2/72-B,South street,Alathiyur Post,sendurai t.k,Ariyalur D.T,Ph:9976995913. | 5664 | Vodafone | Tamil Nadu | GBT
IN-1245750 | Pellandurai | 11.4011 | 79.2797 | Mr.C.Shanmugam S/o.Chinnasamy, S.F.No.290/2B2 & 291/13B, No.70/2, Pelandurai Main Road, Tittagudi TK, Cuddalore District.606105.Ph.98432-37595, | 7766 | Vodafone | Tamil Nadu | GBT
IN-1079367 | VADAKARAI | 11.441 | 79.2334 | A.RADHAKRISHNAN, S/O.ARUNACHALAM PILLAI, | VADKR1 | Airtel | Tamil Nadu | GBT
IN-1239208 | SANTHUKUDAL | 11.4884 | 79.2887 | R.Paramalai Pillai, No-19, Therku Theru, Santhukudal Kelpathi, Karuvapalankuruchi Post, Virudhachalam TK, Cuddalore Dist-606110-PH-9965060506,9360020345 | SNTKL1 | Airtel | Tamil Nadu | GBT
IN-1031202 | MAYMATHUR | 11.5646 | 79.2274 | G. CHINNASAMY UDAIYAR, S/O GANAPATHY UDAIYAR, 88/1-A, MAYMATHUR, CHINNA PAARUR, VIRUDHACHALAM TK, CADDALORE DT 9865851219. | 2645 | Vodafone | Tamil Nadu | GBT
IN-1060203 | Kandappa Kuruchi nagar | 11.5362 | 79.1861 | MR.S.SATHAR/MR.RAHIM/MR.BAASHA,SF.NO.128/12,NO.72F,KANDAPPAN KURINJI POST,VIRDHACHALLAM TALUK,CUDDALORE DIST.-606 302.PH:04143-238439/04143-310905. | KKNGR1 | Airtel | Tamil Nadu | GBT
IN-1074895 | Periyar nagar | 11.5154 | 79.3414 | Govindharaj, 433 Muthamil street, Periyar nagar, Viruthachalam(tk), Cuddalore(dt). Pincode:606001, Phone: | 3496 | Vodafone | Tamil Nadu | RT Tower
IN-1112528 | MANNAMPADI | 11.5039 | 79.2277 | S.No:115/1, No:1/94, south Street, Mannampadi Village, Villang Kattur Post, Virudhachalam taluk, Cuddalore Dist-606 302. | MNMPD1 | Airtel | Tamil Nadu | GBT
IN-1106968 | Varambanur | 11.5024 | 79.176 | MR.GULANTHAIVEL UDAYAR,S/O:DURAI SAMI,VARAMBANUR(P),VIRDHUCHALAM(T),CUDALURE(D), MOB:9942104806 | VRMNR1 | Airtel | Tamil Nadu | GBT
IN-1079074 | MADHURAVALLI | 11.4838 | 79.2062 | T.JEEVARATHANAM, S/O.THANGASAMY PADAICHY, DOOR NO.2/2.WEST STREET, | MDRVL1 | Airtel | Tamil Nadu | GBT
IN-1061982 | Vridhachalam 1 | 11.5206 | 79.325 | Shanmuga Mahalaxmi Trirumanamahal, Alladi Road, Vridhachalam | VRCM1 | Airtel | Tamil Nadu | RT Tower
IN-1250466 | VDC Nallur | 11.5694 | 79.19 | N.Arivanandham, 3/103 South Street, Nallur Village | 3499 | Vodafone | Tamil Nadu | RT Tower
IN-1060273 | Paala thottam | 11.5253 | 79.2472 | MR.C.RAMALINGAM, S/O.CHELLAMUTHU UDAIYAR, S.NO.24/1, 1B & 24/3D, NO.182, VIRUDHACHALAM TO SALEM ROAD, PALATHOTTAM, VILAN KATTOOR POST, VIRUDHACHALAM-TK, CUDDALORE DIST - 606 302. PH:99426 20621 | PLTTM1 | Airtel | Tamil Nadu | GBT
IN-1060262 | Kolajappar kovil(Manavanallur) | 11.5225 | 79.2978 | K.VIJAYAKUMAR, S/O KALIYAMOORTHY, NO:34 MANALUR ROAD, RAMACHANDRAN PATTI, VIRUTHACHALAM TK, CUDDALORE 606 302. PH:9842330825. | KLJPR1 | Airtel | Tamil Nadu | GBT
IN-1107038 | Erumanur | 11.5461 | 79.2886 | S.PREM KUMAR, S/O.SINGARAVEL UDAIYAR, NO.3/137.MAIN ROAD, ERUMANUR(PO), VIRUTHACHALAM(TK), CUDDALORE-606001. PH.9486875556 | ERMNR1 | Airtel | Tamil Nadu | GBT
IN-1062606 | Viruthachalm 7 | 11.5179 | 79.3195 | S.SELVAGANDHI,44,NORTHFORT STREET,VIRUDHACHALAM,CUDDALORE-608703.PH:04143-230228 | VRCM7 | Airtel | Tamil Nadu | RT Tower
IN-1098551 | ANNAMALAI NEW | 11.3877 | 79.71 | G.Ravi , No.662 A, Govindasamy nagar, Annamalai nagar, Chidambaram , Cuddalore Dist - 608 002. M : 9944946095 | 5444 | Vodafone | Tamil Nadu | GBT
IN-1059703 | Killai | 11.4504 | 79.7675 | Mr.A.Mohammed Usman,S.F.No.163/1,Old No.49,New No.13,North Main Road,Killai,Chidambaram Taluk,Cuddalore Dist.-608 102.Ph:98942-36636,98422-81854. | KILAI1 | Airtel | Tamil Nadu | GBT
IN-1060190 | PICHAVARAM | 11.437 | 79.778 | MR.G.MUTHAIYA,S/O.MR.GOVINDASAMY,SF.NO.275/4,KAMAN KOIL STREET,NEAR TOURISM,KILLAI POST,PICHAVARAM,CUDDALORE DIST.-608102.PH: | PCHRM1 | Airtel | Tamil Nadu | GBT
IN-1113681 | PINNATHUR | 11.4203 | 79.7434 | Kullathu Mettu Street, Pinthur Village and Post | PNTTR1 | Airtel | Tamil Nadu | GBT
IN-1083305 | Koliyampudi | 11.4264 | 79.7133 | Mr.S.Ravichandran S/O Mr.Sakkarpaddi,Mela Street,Village and Post- | KLYPD1 | Airtel | Tamil Nadu | GBT
IN-1061372 | Chidambaram1 | 11.3956 | 79.6986 | Double A Lodge,4,Mariamman Kovil Street,Chidambaram. | CDBM1 | Airtel | Tamil Nadu | RT Tower
IN-1062757 | ANNAMALAI NAGAR - CDBM14 | 11.3966 | 79.7049 | MR.G.CHELLA 64/1A,RS.NO.59/3A,NO.27,MURALIS PARK AVENUE,C.KOTHANGUDI,ANNAMALAI NAGAR,CHIDAMBARAM,CUDDALORE DIST.-608 002.PH:98424-97482. | CDBM14 | Airtel | Tamil Nadu | RT Tower
IN-1079082 | Thirukazhipalai (Mel) | 11.3767 | 79.7558 | M.THIRUGANANASAMBANDAM, S/O.Late. CHOKKALINGAM, C.CHANDRASEKAR, | TRKZM1 | Airtel | Tamil Nadu | GBT
IN-1061374 | Chidambaram3(Annamalai1) | 11.3914 | 79.7156 | Annamalai University Campus, Chidambaram | CDBM3 | Airtel | Tamil Nadu | RT Tower
IN-1134836 | MEETHIKUDI | 11.4066 | 79.7175 | A.VERRA PANDIYAN,S/O,ARUMUGAM,MEETHIKUDI,KOLLAM MUNDI,CHIDAMBARAM(TK),CUDDALORE DISTRICT PIN-600028 MOBILE-936005600 | 3043 | Vodafone | Tamil Nadu | GBT
IN-1060864 | Chidambaram4(Annamalai support) | 11.3851 | 79.7072 | Dr.Padmaraj,195 Park Road,Mariyappa Nagar,Chidambaram. | CDBM4 | Airtel | Tamil Nadu | GBT
IN-1060245 | Emergency Ward | 11.3955 | 79.7184 | THE REGISTER,ANNAMALAI UNIVERSITY,GREEN FIELD LOCATED BACK SIDE TO NURSING COLLEGE,NEAR DRAINAGE PUMP ROOM BACK SIDE,EAST OF KALIAMMAN KOIL ROAD,NEAR RAJAMUTHAIYA MEDICAL ARCH,ANNAMALAI NAGAR,ANNAMALAI UNIVERSITY,CHIDAMBARAM DIST.PH:9486223418/9444339539 | CDBM6 | Airtel | Tamil Nadu | GBT
IN-1123375 | Krm Nagar | 11.3841 | 79.7124 | Mr.M.Tamilarasan,S/O.Manickam,No.5,New Pandit Courtress | CDBM21 | Airtel | Tamil Nadu | RT Tower
IN-1124176 | Annamalai 3 | 11.3835 | 79.7187 | C SELVARAJ,20A,AMMAIPALAYAM,RANISETHAI ATCHIGAR,ANMALAIGAR,CHIDAMBARAM:PH:9443665904 | 5448 | Vodafone | Tamil Nadu | GBT
IN-1074905 | Palayam | 11.4077 | 79.0595 | Mathi Azhahan, A.Palayam(village & po), Thittakudi(tk), Cuddalore(dt). Phone:(pp):9786311676 | 3501 | Vodafone | Tamil Nadu | GBT
IN-1106664 | Kilseruvai | 11.4073 | 79.0966 | SATHYASELAN,S/O.DURAISAMY,2/48.PILLAYARKOILSTREET,KILSERUVI(PO),TITTAGUDI(TK),CUDDALORE(DT).PH.04143-255366 | KLSUR1 | Airtel | Tamil Nadu | GBT
IN-1061914 | Tittagudi | 11.4024 | 79.121 | Kindyar Complexl, 319, Main Road,Thittagudi. Mr.V.Kathaperuma Ph 04143-255588 | TTGD1 | Airtel | Tamil Nadu | RT Tower
IN-1082954 | Pothirumangalam | 11.3988 | 79.158 | Mr.T.Kolanchinallan S/O Mr.Thangavel,205 South Street,Village-Pothirumangalam | PTMGM1 | Airtel | Tamil Nadu | GBT
IN-1271738 | Kozhiyur | 11.3973 | 79.1367 | Mr Rajarajan S/O Mr K Venkatchalam S No 171/2B Tittakudi virudhachalm Main Road Kozhiyur Tittakudi post Tittakudi TK cuddalore dt 606106 cell 9585748442 | TTGD3 | Airtel | Tamil Nadu | GBT
IN-1074907 | Sevvary | 11.4652 | 79.1295 | D.Latha, W/o.Devendran, Sevvary Village, Thittakudi(tk), Cuddalore(dt). Phone:9444853791. | 3503 | Vodafone | Tamil Nadu | GBT
IN-1137637 | Kalaivani Nagar | 11.4055 | 79.1198 | Mr.K.Kumarasamy, C/o. Mr.K.Mathiyalagan, SF No: 40/18A, Pudhukudiyan street, Thittakudi post, Cuddalore Dt - 606 106, 94424-78223 | 4134 | Vodafone | Tamil Nadu | GBT
IN-1106869 | SIRUMULLAI | 11.4306 | 79.1477 | R.DHANRAJ, S/O.RAMASAMY, 492.NADU STREET, SIRUMULAI(PO), THITTAKUDI(TK), CUDDALORE(DT). PH.04143-256372. | SRMLI1 | Airtel | Tamil Nadu | GBT
IN-1106638 | Pulivalam | 11.4379 | 79.1148 | MURUGESHAN, S/O.ARUMUGAM, 196.PULIVALAM, THITTAKUDI(TK), CUDDALORE(DT). PH.9787311415. | PLVAL1 | Airtel | Tamil Nadu | GBT
IN-1106780 | Korkai (endal) | 11.4261 | 79.0641 | A.THANGAVELU, S/O.A.ARUNACHALLAM, 1/196.EAST STREET, KORAKKAI(VILL), TITTAKUDI(TK), CUDDALORE(DT)-606106. PH.04143-202245 | KRKAI1 | Airtel | Tamil Nadu | GBT
IN-1106676 | Melathanur(ivanur) | 11.4576 | 79.1081 | R.MAHALAKSHMI, W/O.RAMAR, NO.59.KEELTHANUR, THITTAKUDI(TK), CUDDALORE-606 110 PH.9944479540 | MLTNR1 | Airtel | Tamil Nadu | GBT
IN-1253576 | NAVALUR | 11.4504 | 79.1723 | Rajendran, Navalur village, THITTAKUDI TK, CUDDALORE DT, 9486224515 | 7761 | Vodafone | Tamil Nadu | GBT
IN-1122209 | NATARMANGALAM | 11.2774 | 79.535 | V.Duraiyappan,S/o,Vaithiyalingam,317,Ward 2,Keela Street,Natarmangal Post,Katturmannargudi Taluk,Cuddalore-608301,Ph-98658-61808 | 4398 | Vodafone | Tamil Nadu | GBT
IN-1074426 | KARNAKARANALLUR | 11.2941 | 79.5126 | MR.V.KOTHANDRAMAN,S/O.VENKATASAMY,SF.NO.143/4,7,KARUNAKARA NALLUR POST,KATTU MANNAR KUDI VIA.,KATTUMANNAR TALUK,CUDDALORE DIST.-608301.PH:98427-49545 | KNKLR1 | Airtel | Tamil Nadu | GBT
IN-1074511 | KOZHAI | 11.3703 | 79.4454 | MR.V.KUPPUSAMY,S/O.VIRAPPA PADAIYACHI,SF.NO.236/6B,KOZHAI,KATTU MANNAR KOVIL POST,KATTU MANNAR KOVIL TALUK,CUDDALORE DIST.-608703.PH:99763-89383 | KOZHI1 | Airtel | Tamil Nadu | GBT
IN-1106814 | Sithamalli | 11.3186 | 79.5312 | K.VENGADESHAN, S/O.KASIRAJAN, S.F.NO.49/25.THIDEER KUPPAM, SIDHA MALLI(PO), KATTU MANNAR GUDI(TK), CHIDAMBARAM(VIA), CUDDALORE-608301. PH.9942471751 | STMLL1 | Airtel | Tamil Nadu | GBT
IN-1060058 | Vanamadevi | 11.3421 | 79.5043 | MR.R.CHANDRAKUMAR, R.S.NO.14/3A, CHENNAI TO KUMBAKONAM MAIN ROAD, VANAMMADEVI POST, KATTUMANNAR KOVIL-TK, CUDDALORE DIST - 608 702. PH:98650 65892 | VANAM1 | Airtel | Tamil Nadu | GBT
IN-1079078 | VALASAKADU | 11.3894 | 79.4877 | R.SINEVASAN, S/O.RAMASAMI, S.F.NO.39/12., 39/13. VALASA KADU(VILL), | VSKDU1 | Airtel | Tamil Nadu | GBT
IN-1128444 | Solatharam | 11.3655 | 79.5094 | S.ANBUMANI, S/O.SUBRAMANIAN, KUMBAKONAM MAIN ROAD | 2973 | Vodafone | Tamil Nadu | GBT
IN-1060063 | Nangudi | 11.4044 | 79.5208 | MR. S. RAJENDREN, RE S.F. NO:11/14 & 11/15B, OLD NO: 1/187, KUMBAKOM MAIN ROAD, NGUDI POST, K.M.KOIL T.K, CUDDALORE DIST: 608 702. | NGUDI1 | Airtel | Tamil Nadu | GBT
IN-1107058 | Palayamkottai | 11.3619 | 79.4725 | R.MILLIGA W/O.RAVI CHANDRAN, HOSPITAL STREETM KEEL PATHI, PALAYANG KOTTAI(PO), KATTUMANNAR KOVIL(TK). CUDDALORE(DT). PH.9486935116 | PLYKT1 | Airtel | Tamil Nadu | GBT
IN-1106970 | Sri Neduncherry(Perundurai) | 11.4013 | 79.4452 | R.GOVINDA RAJAN, S/O.RAMASAMY, 29.SRI NADUCHERI(PO), SRI MUSHNAM(VIA), KATTUMANNAR KOVIL(TK), CUDDALORE-608703 | SRNCR1 | Airtel | Tamil Nadu | GBT
IN-1106825 | Virmudayanatham | 11.4363 | 79.5123 | S.RAJENDRAN, S/O.SALARASU PADDAIYACHI, NO.858,MARIYAMMAN KOVIL STREET, VEERAMUDAINATHAM, CHIDAMBARAM(TK), CUDDALORE-608702. PH.9786734242 | VRMTM1 | Airtel | Tamil Nadu | GBT
IN-1106926 | Kavalagudi | 11.4169 | 79.4865 | S.PALAMALAI PILLAI, S/O.SABAPATHY, S.F.NO.104/4.KAVALAGUDI, WEST STREET, KATTUMANNAR KOVIL(TK), CUDDALORE-608702. PH.04144-292629 | KVLGD1 | Airtel | Tamil Nadu | GBT
IN-1106834 | Periyanasalur | 11.5554 | 79.0941 | M.KULANTHAVEL, S.F.NO.383/3.SOUTH STREET, PERIYANASALUR(PO), VIRUDHACHALAM(TK), CUDDALORE(DT)-606304. PH.9842638561. | PYNLR1 | Airtel | Tamil Nadu | GBT
IN-1059331 | Veppur - A | 11.5371 | 79.1274 | R.Subramanian, Sf No: 90/8B, #2/59, East Street, Veppur, Viruthachalam Tk., Cuddalore - 606304 / 04143-241408 / 241296 | VEPUR1 | Airtel | Tamil Nadu | GBT
IN-1059122 | Kallur | 11.4767 | 79.0597 | P.Kolanchithan, Sf No: 92/2B, Udr , 330, Amman Furniture Mart, Kallur , M.Pudaiyur Post , Cuddalore - 606108 / 04143-251312 | KALUR1 | Airtel | Tamil Nadu | GBT
IN-1251898 | Adari | 11.5497 | 79.0502 | Mr.K.Selvarasu, S/o.Kaliyaperumal, S.F.No.154/3B, Salem Main Road, Adary Post, Thittakudi TK, Cuddalore 606 304. | ADARI1 | Airtel | Tamil Nadu | GBT
IN-1106961 | Kattumayilur | 11.5694 | 79.1218 | K.JAYARAMAN, S/O.KOVINTHA SAMY, TRICHY MAIN ROAD, VEPPUR(PO) VIRUDDHACHALAM(TK), CUDDALORE-606001. PH.9487152926 | KTMYR1 | Airtel | Tamil Nadu | GBT
IN-1086848 | PULLUR | 11.4884 | 79.1168 | Mr.K.Radhakrishnan,S/o:-Kaliyaperumal,Pullur post,,Thittakudi taluk,Cuddalore district-606304,PH:-9787875763 | PULUR1 | Airtel | Tamil Nadu | GBT
IN-1030556 | Veppur - V | 11.5357 | 79.1283 | C. Selvakumari, Survey No:70/6A & 70/8A, .Nithya Complex, Kutty Road, Veppur, Viruthachalam(Tk), Kadalur Dt-606 304. | 1348 | Vodafone | Tamil Nadu | GBT
IN-1031177 | MANGAKULAM | 11.5566 | 79.0159 | S.Kuppusamy, Mangakulam main road, Rettakurichi, Thittakudi TK, Cuddalore Dt, 94864-20643 | 2644 | Vodafone | Tamil Nadu | GBT
IN-1074779 | MANGLORE | 11.5145 | 79.0132 | RAMALINGAM,MANGLORE(PO),THOTTAKUDI,KADALOOR 9486680936 | 3342 | Vodafone | Tamil Nadu | GBT
IN-1106833 | A.Kalathur | 11.5588 | 79.0605 | ENGIN DURAI, S/O.KUMARASAMY, S.F.NO.224.A.KALATHUR, ADARI(PO), THITTAKUDI(TK), CUDDALORE. PH.9787055180 | AKLTR1 | Airtel | Tamil Nadu | GBT
IN-1111780 | ANATHUR | 11.5285 | 79.0594 | P.Muthukarupan,s/o palanimuthu,Kanjirankulam Village,Payanapadi Post,Thittakudi Tk,Cuddalore Dt.606304.Ph:04143 202901 | ANTHR1 | Airtel | Tamil Nadu | GBT
IN-1106813 | T. Sirupakkam(Arasankudi) | 11.5511 | 78.9858 | MR.P.SELVA RAJ, S/O:PERIYA SAMI, NORTH ST, SIRU PAKKAM(V&P), TITTAGUDI(T), CUDDALOE(D), PH:9444589356, 9444795173 | SRPKM1 | Airtel | Tamil Nadu | GBT
IN-1106761 | Avatti | 11.4803 | 79.0667 | P.POOMALAI, S/P.PACHAMUTHU, AVATTI(PO), THITTAGUDI(TK), CUDDALORE(DT), PH.9787055281, 9442647749 | AVTTI1 | Airtel | Tamil Nadu | GBT
IN-1060500 | Naduczhiyan engg college | 11.4209 | 78.9809 | MR.VR.NARAYANASAMY,LAKSHMANA PURAM SALAI,THOLUDUR POST,CUDDALORE DIST.-PH:92459 84930 | TLDUR1 | Airtel | Tamil Nadu | GBT
IN-1059867 | Wengalur | 11.4493 | 79.0265 | Mr.s.selvaraj,sf.no.111/6 & 111/7, N.h.main Road,venganoor Post Thittakudi Taluk, Cuddalore Dist-606303. | WNGUR1 | Airtel | Tamil Nadu | GBT
IN-1059336 | Ramanatham | 11.407 | 79.0052 | B.Jawahar Sharif, Mbs Complex, Near Indian Bank, Ramanatham, Tholudur Via, Thittakudi Tk, Cuddalore - 606303 / 94431-19274, 04143-257244, 202016 | RMNTM1 | Airtel | Tamil Nadu | GBT
IN-1289828 | lakkur | 11.4669 | 79.0137 | Mrs Amsavalli, Mrs Manimagalai, Kodikalam Main Road, Thiruvataidurai, cuddlore dist | 14243 | Vodafone | Tamil Nadu | GBT
IN-1231961 | Akkanur | 11.4085 | 79.0504 | AKNUR1, INFRATEL SITE, A.V.PERUMAL, S/O.VAITHILIN | AKNUR1 | Airtel | Tamil Nadu | GBT
IN-1244552 | M.PUDUTHUR | 11.4985 | 78.9991 | Mr.M.Ganesa Udayar, S/O.Mr.Manicka Udayar, No:1/289, M.Puthur, Malayanur Post, Tittagudi Taluk, Cuddalore Dist-606 108. Ph: 9486579877. | MPDUR1 | Airtel | Tamil Nadu | GBT
IN-1106962 | Orangur | 11.4978 | 78.9611 | Sundarmal,Orangur(po),Mangalore(via),Cudalore-606108 Ph No-9443422357 | ORNGR1 | Airtel | Tamil Nadu | GBT
IN-1270506 | Thozhudur | 11.4128 | 78.9942 | N Balakrishnan S/O Narayanasamy rediyar SF NO 42/8 back side of Govt higher sec school Thozhudur Tittakudi TK Cuddalore dt 606303 Cell 9443540264 | TLDUR2 | Airtel | Tamil Nadu | GBT
IN-1074906 | Pattankuruchi | 11.4866 | 78.948 | K.Poongodi, W/o,.Krishnan, Pattankuruchi Village, Thittakudi(tk), Cuddalore(dt). Phone:(pp)9786210960 | 3502 | Vodafone | Tamil Nadu | GBT
IN-1107068 | Vadakarampoondi | 11.446 | 78.9304 | Vel Murugan, Vadakaranpundi Village, Thittakudi(tk), Cuddalore(dt). Phone:04143-247378. | 3504 | Vodafone | Tamil Nadu | GBT
IN-1128004 | ARANGOOR | 11.3989 | 79.0238 | A.Elavarasan,S/o,Arunachalam,Vagaiyur Post,Thittagudi Taluk,Cuddalore-606303,Ph-99444-79538 | 4196 | Vodafone | Tamil Nadu | GBT
IN-1031812 | REDDYCHAVADY | 11.8381 | 79.7861 | K.Devarajalu, S.F.No.62/4, Keel Alinji Pattu Village, Cuddalure Taluk And District. | 472 | Vodafone | Tamil Nadu | GBT
IN-1061637 | Neyveli - Indira nagar | 11.6167 | 79.5515 | Mr.C.Maria Dass.No 18, Gandhi gar.(Zoology Teacher St.Pauls School, Neyveli Township) | NYLI3 | Airtel | Tamil Nadu | RT Tower
IN-1082327 | NYLI13 Block8 | 11.6211 | 79.5188 | Neyveli lignite corporation limited,Block8Soldier lane, Ilangur street, VIII block, Neyveli, | NYLI13 | Airtel | Tamil Nadu | GBT
IN-1082331 | NYLI14 Block10 | 11.6181 | 79.5068 | Neyveli lignite corporation limited,Block10Open land near Tirupathi temple, X block, Neyveli, | NYLI14 | Airtel | Tamil Nadu | GBT
IN-1082334 | NYLI15 Block16 | 11.6093 | 79.504 | Neyveli lignite corporation limited,Open land in Thuruki street, X Block, Neyveli, | NYLI15 | Airtel | Tamil Nadu | GBT
IN-1059186 | Neyveli - block2 | 11.6177 | 79.5442 | Open Land Belonging To Neyveli House Tax Office,Next To Office Only,Mrk Salai,Indira gar, Neyveli 1 | NYLI2 | Airtel | Tamil Nadu | RT Tower
IN-1060111 | BLOCK11 | 11.6173 | 79.4952 | OPEN LAND OPPOSITE TO D.NO.C/22,PARROT STREET,BLOCK 11,NEYVELI. | NYLI5 | Airtel | Tamil Nadu | GBT
IN-1082304 | NYLI7 Block5 | 11.6239 | 79.4955 | Neyveli lignite corporation limited,Block5Behind North street, V block, Neyveli, | NYLI7 | Airtel | Tamil Nadu | GBT
IN-1082307 | NYLI8 Block12 | 11.6171 | 79.4878 | Neyveli lignite corporation limited,Block12K.M Sivaraman Salai, XII block,? Neyveli | NYLI8 | Airtel | Tamil Nadu | GBT
IN-1082314 | NYLI9 Block25 | 11.6032 | 79.4933 | Neyveli lignite corporation limited,Block25Kaivandi Salai, XXV block, Neyveli, | NYLI9 | Airtel | Tamil Nadu | GBT
IN-1106743 | Vengadampettai | 11.6174 | 79.6007 | G.BASKARAN,S/O,GANAPATHY,12,WINGLE MIDDLE STREET,SORAKKAL PATTU,CUDDALORE-607001,PH-93658-81717, | VGMPT1 | Airtel | Tamil Nadu | GBT
IN-1070734 | NLC BLOCK 9 | 11.6163 | 79.5109 | In Block-09, on North of Writers North street(Opp to House no:C-8), South of Vacant ground, East of Jack tree west lane(opp to House no: B-16) and West of vacant ground in South west corner of the ope | 2929 | Vodafone | Tamil Nadu | GBT
IN-1070735 | NLC BLOCK 19 | 11.6085 | 79.4866 | 2) In Block-19, on North of House no: B-10 of kattalai lane, South of maharastra salai, West of House no: C-4 in maharastra salai and East of Moon Street. Contact person: Mr.Govind: 9443306357 | 2930 | Vodafone | Tamil Nadu | GBT
IN-1060498 | Vengakollai | 11.6392 | 79.5905 | MR.V.ALAGAPPAN,S/O.VALLI KANNU,NO.182,AMBADAKAR NAGAR,VENGAKOLLAI POST,PANVUTTI TALUK,CUDDALORE DIST.-607302.PH:04142-213063. | VNGKI1 | Airtel | Tamil Nadu | GBT
IN-1059787 | Mettupalayam | 11.5725 | 79.7117 | Mr.S.Raveendran,Sf.No.171/2,Sri Jayanthi Mills,Ecr Road,Mettupalayam,Alapakkam Post,Cuddalore Taluk,Cuddalore Dist-608801.Ph.No. | METTM1 | Airtel | Tamil Nadu | GBT
IN-1060381 | Chinnur pudupet | 11.516 | 79.7645 | MR.C.BHARATHI,S/O.CHINNAPPAN,SF.NO.21/7A,21/8,21/39,INDRA NAGAR,CHINNUR PUDUPET,PARAGIPETTAI VIA.,CUDDALORE DIST.-608 502.PH:98949-53759 | PNPT4 | Airtel | Tamil Nadu | GBT
IN-1269355 | AGARAM | 11.4811 | 79.7441 | Mr R murugan S/O P Rajagopal SF No 657/2 Chetty street Agaram parangipettai village post Chidambaram tk cuddalore dt 608502 cell 9942126618 | PAGRM1 | Airtel | Tamil Nadu | GBT
IN-1059296 | Puduchetram - A | 11.5333 | 79.7228 | Thirugnana Sambantham, Sf No:171/3, Perangipatti Road, Puduchatram, Chidambaram Tk, Cuddalore - 608501 / 04144-248203 | PDTRM1 | Airtel | Tamil Nadu | GBT
IN-1030495 | Parangipettai - V | 11.4915 | 79.7558 | S. Govindarajan, Sf No:34/6 & 34/11, Parangipettai Village, llalbala Pillai St, Parangipettai. | 1342 | Vodafone | Tamil Nadu | GBT
IN-1059649 | B.Mudalur - A | 11.4716 | 79.7092 | C.Chitra, W/O Charangapani, Sf No: 19/1B, 21/1, B.Mudalur Village, Chidambaram Taluk,Cuddalore Dist. Ph: 9942114557 (Nh-45A.(Chidambaram To Puduchatram) | BMDLR1 | Airtel | Tamil Nadu | GBT
IN-1082628 | KUDIYAMALLUR | 11.5252 | 79.6529 | Mr.S.RAMESH,S.F.No.188/5 & 188/11 situated at No.36/1, Raja street | KNDML1 | Airtel | Tamil Nadu | GBT
IN-1253032 | Nagarjuna Oil Corporation | 11.5862 | 79.7442 | Mr.Srinivasan, S/o.Govindasamy, S.F.No.157/12E2, Main Road, Backside Water Tank, Puthirivalli Village, Poochimedu Post, Cuddalore 608 801.Ph.96880-55383. | NOCL1 | Airtel | Tamil Nadu | GBT
IN-1061709 | Parangipettai - A | 11.4915 | 79.7595 | Mr Khaja Fakrudeen Building, No 13/4, Muthaiah Mudaliar Street, Parangipettai. | PNPT1 | Airtel | Tamil Nadu | RT Tower
IN-1062537 | THIYAGUCHETTY STREET | 11.4875 | 79.7565 | MR.A.SELVAM, S/O.ARUMUGA PADAIYACHI, R.S.NO.56/1, NO.11, THIYAGU CHETTY STREET, PARANGIPETTAI, CUDDALORE DIST - 608 502. PH: 98944 92993/04144 - 253775 | PNPT3 | Airtel | Tamil Nadu | RT Tower
IN-1066986 | KALEEMA NAGAR | 11.5015 | 79.7588 | MR.G.M.ABUSIDDIQUEMIYAN,S/O.MOHAMMED GHOSE MEAJEE /MR.KAJA MOHIDEEN,SF.NO.12/1,NO.24,APPA PALLI STREET,PARANGEPET,CHIDMBARAM TALUK,CUDDALORE DIST.-608502.PH:98943-95826 | PNPT6 | Airtel | Tamil Nadu | GBT
IN-1030845 | Puduchatram - V | 11.5336 | 79.7229 | R.VASANTHA, S.F.No.171/3, Pudhuchathiram, Villiyanallur Post, Cuddalore District. | 1151 | Vodafone | Tamil Nadu | GBT
IN-1030846 | B.Mutlur - V | 11.4714 | 79.7093 | N.KOSALAI, S.F.No.62/1A1, Opposite To High School, B.MuTataur, Chidambaram Taluk, Cuddalore District. | 1464 | Vodafone | Tamil Nadu | GBT
IN-1107055 | Thirthanagiri | 11.5714 | 79.6793 | S.THANDAPANI, S/O.SIVAKOLUNDHU, MELA VEETHI, TIRTTANGARI VILLEGE, PUDUPALAYAM(PO) CUDDALORE(TK), CUDDALORE(DT). PH. 9443135402 | TTNGR1 | Airtel | Tamil Nadu | GBT
IN-1253054 | Chinnakumatti | 11.5047 | 79.7188 | 127/3, NADU STREET, CHINNAKUMATI, | CKMTI1 | Airtel | Tamil Nadu | GBT
IN-1085054 | Panjakuppam | 11.6998 | 79.7573 | Mr.Dharnamoorthy,Panjakuppam village(po),Cuddalore.9842345310. | 5421 | Vodafone | Tamil Nadu | GBT
IN-1126702 | Sonagar Street | 11.7145 | 79.7725 | Mr.M.Sangaran, S/O.Munusamy, Ts.No.1283, No.109, Sonagar Street, Cuddalore-Tk, | CDLR26 | Airtel | Tamil Nadu | RT Tower
IN-1263786 | Padirikuppam(KN Pettai) | 11.7465 | 79.7292 | Mr.Subramaniyan Gounder, S/o.Nagamuthu gounder, SF No: 57/2B2, Subramaniyan nagar, Thiruventhi puram road, Padhirikuppam village, Cuddalore DT, Contact person Tamilarasan - Ph9791907002 | PDKPM2 | Airtel | Tamil Nadu | GBT
IN-1031359 | CUDDALORE Back Bone | 11.7511 | 79.7561 | Plot No. 4(part) &5 (part), TS No 9, Block 1, Ward 6, Pudulayam Village, Cuddalore 1st Joint, Cuddalore. | 1301 | Vodafone | Tamil Nadu | GBT
IN-1263793 | ANNAMALAI NAGAR - CDLR21 | 11.7429 | 79.7442 | Mrs.Indhira, W/o.Devaraj, 66-D, sowdambigai Ngar, thirupathipuliyur,cuddalore-607002, | CDLR34 | Airtel | Tamil Nadu | GBT
IN-1251554 | Imperiel road | 11.7447 | 79.7597 | Mr.C.Prabala Chandira Raj, S/o.City Babu, T.S.No.208, Ward No.6, Block No.8, No.43, Imperial Road, Opp to Dina Thanthi Office, Cuddalore 607002. | CDLR22 | Airtel | Tamil Nadu | RT Tower
IN-1266377 | CDLR - Old Town | 11.7123 | 79.7716 | Mr Mohamed Zafarullah S/O Noor Mohamed Old No97/68 New No88 Sonagar Street Cuddaloreport Cuddalore Dt Pin 607003 | CDLR38 | Airtel | Tamil Nadu | RT Tower
IN-1263803 | Cuddalore3_HUB (Cuddalore OT) | 11.7173 | 79.7686 | Mr.saravanan, Aranganayagi Hardwares, GS.Towers, Imperial road, Cudalore-3 Ph:9894971691, | CDLR35 | Airtel | Tamil Nadu | RT Tower
IN-1263779 | Cuddalore6(Padirikuppam) | 11.7461 | 79.7384 | Mr.G.Lakshmi narayanan, S/o.Gopalan Chettiar, SF No:43/4B, Bakshi Gopalan chettiar kalyana mandapam, Thiruventhipuram main road, Koothapakkam, Cuddalore-2, | CDLR33 | Airtel | Tamil Nadu | GBT
IN-1126703 | Erichappam Street | 11.7197 | 79.772 | Mrs.Chandrammal,W/O.K.Muniappan,No.15,Sanjeevi Rayan Koil Street | CDLR15 | Airtel | Tamil Nadu | RT Tower
IN-1031778 | Thirupadripuliyur | 11.7467 | 79.753 | K.Ganesan, Municipal Door No.2, Ward No.5, Block No.42, Chinnavanoor Street, Thirupathiripuliyur, Cuddalure - 607 002. | 447 | Vodafone | Tamil Nadu | RT Tower
IN-1060539 | PANCHAM KUPPAM | 11.7031 | 79.766 | MR.G.KALIYAN,NO.7,NADU STREET,PANCHAYANKUPPAM,CUDDALORE-3.PH:99654-88495 | CDLR29 | Airtel | Tamil Nadu | GBT
IN-1062869 | ANBUKARASU NAGAR | 11.7294 | 79.7661 | MRS.M.GOMATHI,W/O.V.MURALIDHARAN,NO.-8,NORTH STREET,SALAI NAGAR,CUDDALORE OT.CUDDALORE DIST.-607003.PH:04142-237875/98653-62755 | CDLR28 | Airtel | Tamil Nadu | RT Tower
IN-1062470 | Suthukulam | 11.7111 | 79.7665 | Mr.A.Soundar, S/o.Mr.Arumugam, No.13, GATI Courier Building, Imperial Road, Old Town, Cuddalore-3. | CDLR24 | Airtel | Tamil Nadu | RT Tower
IN-1061378 | Cuddalore4 | 11.7458 | 79.7525 | Samuvel Metals Building,14, Vandippalayam Road, Thiruppapuliyur Cuddalore. | CDLR4 | Airtel | Tamil Nadu | RT Tower
IN-1062501 | Vandipalayam | 11.7318 | 79.7494 | MR.M.PALANIVEL, S/O.MUTHAIYAN, T.S.NO.1699, NO.15B/2, APPAR ROAD, VANDIPALAYAM, CUDDALORE DIST - 607 004. PH: 98651 25678 / 04142 - 223723 | CDLR23 | Airtel | Tamil Nadu | RT Tower
IN-1074774 | Komaratchi | 11.3116 | 79.6284 | G.Baskar, 269, South street, kumartchi post, Kattumanarkudi TK, Cuddalore Dt, 99439-370017 | 3337 | Vodafone | Tamil Nadu | GBT
IN-1031172 | VADAKKUVELAKUDI | 11.3583 | 79.6997 | A.Kalia perumal, S/o. Mr.Anjan, kollidam road, Vadakku velukudi, Chidambaram TK, Cuddalore DT, 93658-30786 | 2591 | Vodafone | Tamil Nadu | GBT
IN-1062635 | MANNARAGUDI STREET | 11.3941 | 79.6935 | MR.MOHAMMEDNASAR,S/O.ABDULAZEES,T.S.NO.815,NO.91,MANNARKU DI STREET,CHIDAMBARAM,CUDDALORE DIST-608001.PH:04144-223043/9345512496/9943043388 | CDBM12 | Airtel | Tamil Nadu | RT Tower
IN-1062628 | AMMAPET | 11.3799 | 79.6953 | MR.R.RAMADOSS,RE.SF.NO.35/5,NO.2,VALLALAR NAGAR,AMMAPET,CHIDAMBARAM,CUDDALORE DIST.-608 401.PH:93455-22971 | CDBM15 | Airtel | Tamil Nadu | RT Tower
IN-1106995 | Elangambur | 11.2833 | 79.6237 | R.SAMBA SIVA RAYAR, S/O.RANGASAMY RAYAR, ELANGAMBUR, VENNAIYUR(PO), KATTUMANNAR KOVIL(TK), CUDDALORE-608302. PH.9962581333 | ELGMR1 | Airtel | Tamil Nadu | GBT
IN-1083296 | Elanangur | 11.3581 | 79.6732 | Mr.L.Chellagovinthan S/O Mr.Laxman,Door No-1/A ,Bharthithasan Street,Village-Elanangur | ELGNR1 | Airtel | Tamil Nadu | GBT
IN-1061107 | VELAKUDI | 11.3584 | 79.7001 | KALIAPERMAL,S/O-ANJAM,NORTH VELAKUDI,PO-SATIENDO,CHIDAMBARAM-607001 | VLKDI1 | Airtel | Tamil Nadu | GBT
IN-1031655 | Kollidam - V | 11.3305 | 79.7187 | M. Fathima Beevi, No.15,Railway Road, Vasantha Mahall Marriage Hall, Kollidam, Chatthiram Post, Sirkali(Tk), Nagapattinam - 609 102 | 1343 | Vodafone | Tamil Nadu | RT Tower
IN-1062684 | SHANTHI NAGAR | 11.3887 | 79.6962 | MR.PANDIYAN,S/O.V.MANI,1-ANNAITHERASA NAGAR,CHIDAMBARAM-1.PH:9345512131 | CDBM13 | Airtel | Tamil Nadu | RT Tower
IN-1134835 | Vallampadurari | 11.3415 | 79.7087 | K.INDRANI ,W/O P.KALIA MOORTHY,2/289,MANI RD,NEAR CHECK POST,VALLAMPADUGAI,CHIDAMBARAM(TK),CUDDALORE ISTRICT. PIN-608401 MOBILE-9790074926 | 3040 | Vodafone | Tamil Nadu | GBT
IN-1126700 | Oraiyur | 11.8229 | 79.4986 | Mr.P.Thiyagarajan /Mr.P.Elumalai,New Sf.No.16/1,2 & 15/10,Kadamboor Road | ORIYR1 | Airtel | Tamil Nadu | GBT
IN-1060499 | VEERATERUMANALLUR | 11.7751 | 79.447 | MR.S.SARASU,SF.NO.126/2F,SALEM MAIN ROAD,PANRUTHI TALUK,VEERAPERUMNALLUR,CUDDALORE DIST.-607101.PH:04142-247690/247671-247779 | VRMLR1 | Airtel | Tamil Nadu | GBT
IN-1131745 | MELARUNGUNAM | 11.8002 | 79.4937 | Mr. G Velu S/o. Gopal No.677, Middle Street Melarugunam Village Panruti Taluk Cuddalore District 9751391142 | 4356 | Vodafone | Tamil Nadu | GBT
IN-1076928 | Semakottai | 11.7701 | 79.5047 | SIVA KURUNATHAN, MURUGAN KOVIL STREET, SEMA KOTTAI, | SMKTI1 | Airtel | Tamil Nadu | GBT
IN-1060973 | Panruti2 | 11.7682 | 79.5572 | #32 / 13, Nethajinagar, Panrutti | PNRT2 | Airtel | Tamil Nadu | GBT
IN-1062540 | GANDHI ROAD | 11.7779 | 79.5449 | Mr.S.Sivaprakasam, D.No:470, Vaithilingam Chettiyar & Sons Timber Depot building, Gandhi Road, Panrutti-607106. Ph:04142-242300 | PNRT3 | Airtel | Tamil Nadu | RT Tower
IN-1257904 | Pudhupettai | 11.7914 | 79.5339 | Mr.S.Muthukumar, S/o.G.Srinivasagupta, R.S.No.110/3, Old No.169/2, Thorapadi Village, Pudupet SRO, Panruty TK, Cuddalore District. Ph.98742346081 | PDPET2 | Airtel | Tamil Nadu | RT Tower
IN-1060291 | Pandrakottai | 11.7946 | 79.5189 | MR,S.SOUNDARRAJAN, S/O.SANTHANAM, S.NO.125/6A, ARASUR MAIN ROAD, PANDRAKOTTAI POST, PANRUTTY-TK, CUDDALORE DIST - 607 108. PH:99434 14916 | PNDKT1 | Airtel | Tamil Nadu | GBT
IN-1062771 | L N Puram | 11.7778 | 79.5538 | MR.S.VIJAYARANGAN, S/O.R.SRINIVASAN, NEW SF.NO.92/1 & 3, 98/4 & 5, M.S.SRINIVASA MAHAL, NO.1308, CHENNAI SALAI, LN PURAM, PANRUTTI, CUDDALORE DIST - 607 106. PH:04142-245599/94432 84405 | PNRT5 | Airtel | Tamil Nadu | RT Tower
IN-1106626 | Thiruvamur | 11.7682 | 79.4774 | GEETHA, S/O.GANESHAN, NEW NO.183.NADU STREET, TIRUVAMUR(PO), BANROTTI(TK), CUDDALORE(DT). PH.04142-247705 | TRMUR1 | Airtel | Tamil Nadu | GBT
IN-1031922 | Pudupattu-Banruti (IN-1257904) | 11.7911 | 79.5229 | N.RAMALINGAM, No.130, Main Road, Pudupet Post, Panrutti Taluk, Cuddalore District. | 1929 | Vodafone | Tamil Nadu | RT Tower
IN-1061711 | Panruti1 | 11.7725 | 79.5486 | Sri Thirveni Shopping Complex, No 25 Mohamed Nabi Street, Panrutti. | PNRT1 | Airtel | Tamil Nadu | RT Tower
IN-1116952 | THUKANAMPAKKAM | 11.8412 | 79.7027 | Mr.L.Kanilan,S/O- Logathan,Door No-211/53, Thukkampakkam Post,Baagauar Via,Cuddalore | THUKM1 | Airtel | Tamil Nadu | GBT
IN-1113600 | NALLATHUR | 11.8674 | 79.7006 | N.Dhinagaran,S/o,Narayanasamy,101,East Street,Nallathur,Cuddalore?Ph-94870-61304 | 953 | Vodafone | Tamil Nadu | GBT
IN-1130211 | MELMETTUKUPPAM | 11.6946 | 79.5021 | MR.M.PALANIVEL,SF.NO.13/4,MELMETUKUPPAM,DUKUPPAM POST,PANRUTE TALUK,CUDDALORE DIST.-PH:9786165068 | 5467 | Vodafone | Tamil Nadu | GBT
IN-1030804 | KADAMPULIYUR | 11.6998 | 79.5509 | V.Chakaravarthi, S.F.No. 252/7A2, Door No. 225/4, Kumbakonam Main Road, Kadampuliyur, Panrutti, Cudalore - 607 103. | 1392 | Vodafone | Tamil Nadu | GBT
IN-1232186 | NADUKUPPAM | 11.6635 | 79.515 | KEELAKUPPAM, NADUKUPPAM POST PANRUTTI TALUK CUDDALORE DISTRICT -606103PH:9842288482, | NDUPM1 | Airtel | Tamil Nadu | GBT
IN-1106880 | Maligampattu | 11.7379 | 79.5276 | B.ASHOK KUMAR,S/O,BALARAMAN,EAST STREET, MALIGAM PATTU POST,PANRUTI TALUK,CUDDALORE-607106,PH-99650-42463 | MGMPT1 | Airtel | Tamil Nadu | GBT
IN-1232180 | Marungur | 11.6556 | 79.5442 | Mr.R.Deivamani & Mr.R.Sangara Lingam, Old S.No.327, New S.No.235/5, No.575, Marungur, Marungur Post, Panruti-Tk, Cuddalore Dist - 607 103. Ph:99763 89784 | MRUGR1 | Airtel | Tamil Nadu | GBT
IN-1258174 | Melmambattu | 11.7238 | 79.5723 | Mr.Sivasankara Vadivel, S.F.No.248/20, Melmambattu Village, Panrutti TK, Cuddalore District 607 103. Ph.90250-96628. | 9712 | Vodafone | Tamil Nadu | GBT
IN-1109792 | Visur | 11.7183 | 79.4556 | Mr. S. Angayatkanni, W/o. Sivaperumal, Visur PO, Perperiyan kuppam via, Panrutti Taluk, Kadalur Dist - 607 805, 98945 84705 | VISUR1 | Airtel | Tamil Nadu | GBT
IN-1030814 | KOTTAI KUPPAM | 11.9771 | 79.8424 | P.Shanmugam Pillai, Old S.No.11/5, New S.No.127/11 Of Kottakuppam Village | 535 | Vodafone | Tamil Nadu | GBT
IN-1060628 | MATHUR ROAD | 12.0383 | 79.8513 | MRS.A.JAYA,RS.NO.36/9A,NO.93/1,MATHUR ROAD,NEXT TO SHASUN COMPANY,PERIAKALAPET,PONDICHERRY DIST.-14.PH:98945-36156 | PDY76 | Airtel | Tamil Nadu | GBT
IN-1059376 | KILPUDUPATTI | 12.0637 | 79.8781 | G.Ramalingam, Survey No: 226/1D, Gangai Nagar Village, Ecr Road, Kilpudupatti Post, Tindivanam Tk, Villupuram Post Ph: 0413-5531395 | KPDPT1 | Airtel | Tamil Nadu | GBT
IN-1060000 | KOTTAKUPPAM | 11.9618 | 79.8363 | MR.M.S.AFROJABEGUM,SF.NO.206/3,RESURVEYNO.387/3,M.G. ROAD,KOTTAKUPPAM,VILLUPURAM DIST-605104.PH.NO.0413-2229135. | PDY67 | Airtel | Tamil Nadu | GBT
IN-1235277 | PONDICHERRY UNIVERSITY | 12.0177 | 79.8597 | MR.M.DHAPACKIYAM, W/o.MADHAVAN, S.NO.151/22, CHINKALALPET, ALAMARATHU STREET, PONDICHERY - 14 PH :9789210879 | PDY115 | Airtel | Tamil Nadu | GBT
IN-1062195 | PERIYA KALAPET | 12.0311 | 79.8642 | R. Pushpa, Rs No. 229/2, Kadastar No. 615, 12/16, Ecr Road, Periyakalapet Village,Vzhavarkarai Komuin Panchayat, Pondy (Aster) | PKLPT1 | Airtel | Tamil Nadu | RT Tower
IN-1030527 | AURIVILL (IN-1059937) | 11.9951 | 79.8298 | T. Jayaraman, S.F.No.144/6 & 144/1, Bommiyar Palayam Village, Pondicherry - 605 101. | 5015 | Vodafone | Tamil Nadu | GBT
IN-1128413 | PONDY_PIMS | 12.0467 | 79.8567 | EMERGENCY BUILDING, PONDICHERRY INSTITUTE OF MEDICAL SCIENCES | 1173 | Vodafone | Tamil Nadu | RT Tower
IN-1290889 | Pondy Jail Site | 12.0393 | 79.8483 | Pondy Jail premises, near quatres, PERIAKALAPET,PONDICHERRY DIST.-605014 | 15000 | Vodafone | Tamil Nadu | GBT
IN-1127270 | OLD MADRAS ROAD | 11.9577 | 79.8345 | MOHAMMED IQBAL, S/O SHULHAMMED, R/S 420/3, NO:23, OLD MADRAS ROAD, KOTTAIKUPPAM | PDY101 | Airtel | Tamil Nadu | RT Tower
IN-1061256 | PIMS | 12.0465 | 79.8565 | Pims, Pondy | PDY22 | Airtel | Tamil Nadu | RT Pole
IN-1232618 | CHOLAI NAGAR | 11.9514 | 79.8356 | P.Damodaran,Appaswamy mada Veedhi,Cholai Nagar,Muthialpet,pondy-3.Ph:9443292669. | PDYM21 | Airtel | Tamil Nadu | RT Pole
IN-1062022 | PERIYAMUDALIYAR CHAVADI | 11.9845 | 79.8456 | Mr. D.Tamil Selvan, Daily Bread Caf? Restaurant Bldg, Aroville, Ecr Road, Periya Mudaliyar Chavadi, Vennur Tk. Villupuram-605104, Ph-0413-2622542, 9443244542 | PMCVD1 | Airtel | Tamil Nadu | GBT
IN-1232184 | NATHAMUR | 11.84 | 79.2346 | MR.GUPUSAMY,S/0-KRISHNASAMY,NATHAMUR VILLAGE,KILLI | NATHR1 | Airtel | Tamil Nadu | GBT
IN-1232101 | Killiyur - A | 11.8169 | 79.2445 | KILLI1 ,INFRATEL ,T.Jeyaraman,s/o: Thiruven Kadam, | KILLI1 | Airtel | Tamil Nadu | GBT
IN-1232170 | M.KUNNATHUR | 11.8134 | 79.2723 | MKNTR1 ,INFRATEL ,Narayana samy,s/o: Ayya Samy,M.K | MKNTR1 | Airtel | Tamil Nadu | GBT
IN-1106951 | Nannavaram | 11.7902 | 79.2763 | Kannan,s/o: Annamalai,Old Nannaram(po),Ulluderpettai(tk) Ph No-9283240964 | NNRAM1 | Airtel | Tamil Nadu | GBT
IN-1031168 | Kalamaruthur | 11.7748 | 79.3052 | Mr.Jamel shahib, kalamarudur, ulundurpet TK, Villupuram Dt, 94427-47126 | 2654 | Vodafone | Tamil Nadu | GBT
IN-1083147 | KILLIYUR - V | 11.8148 | 79.2484 | MR.VANGADASHALPATTI,S/O KHARANAMURTI,KILLIYUR VILL & PO,ULUNDERPATTI T.K.,VELLUPURAM DT,PH 9443481537 | 5518 | Vodafone | Tamil Nadu | GBT
IN-1079358 | THAMAL(Puthandal) | 11.8388 | 79.2756 | Survey NO:78/4, situated at Thamal Village, | THMAL1 | Airtel | Tamil Nadu | GBT
IN-1106914 | Athur | 11.8019 | 79.3013 | Jeyanthi,Athur(po),Ullunderpettai(tk) Ph No-9787687522 | ATHRR1 | Airtel | Tamil Nadu | GBT
IN-1232289 | T.Orathur | 11.7613 | 79.3281 | TORTR1 ,INFRATEL ,ANESWARAN, S | TORTR1 | Airtel | Tamil Nadu | GBT
IN-1062077 | IYYANKUTTIPALAYAM | 11.9394 | 79.7742 | Mr Kumar , 10/15, Vazhuthavur Road, Iyyankutti, Palayam Pondy-9, 0413-2241224 | PDY42 | Airtel | Tamil Nadu | RT Tower
IN-1066883 | JIPMER HOSPITAL | 11.9546 | 79.8023 | Mr.Tirumal, No.1/1249, Sri Ram mah\gar Extn. Behind JIPMER hospital, pattnu village, Vanur tk, Villupuram dt Ph-9443157385 | PDY79 | Airtel | Tamil Nadu | RT Tower
IN-1059196 | KURUMAMPET | 11.9419 | 79.7672 | P.Thiyagarajan, No. 16/5 Plot Near Sim Industries Footwear Components, Valuthavur Road, Kurumampet, Pondy 9, Ph: 92454 98902 | PDY36 | Airtel | Tamil Nadu | GBT
IN-1252160 | Sasthri Nagar | 11.9388 | 79.8041 | Mr.J.Ramachandran, S/o.Jayaraman, R.S.No.22/2, Plot No.5, Thirumuraikudil, 3rd Cross Street, Manakulavinayagar Nagar Extn., Pondicherry 605 005. | PDY130 | Airtel | Tamil Nadu | RT Tower
IN-1253347 | THILASUPET | 11.9435 | 79.7985 | Mrs.S.Vanmathi, W/o.P.Sekar, No.47, Iyyanar Koil Street, Thilarshpet, Pondicherry 605 009. | PDY120 | Airtel | Tamil Nadu | RT Tower
IN-1062060 | KATHIRKAMAM | 11.9408 | 79.7937 | S.Mathivanan, 32, Nehru Street, Pondy-9. | PDY58 | Airtel | Tamil Nadu | RT Tower
IN-1061667 | THATTANCHAVADY | 11.9478 | 79.8042 | RAMALINGAM, No:76, SUBBAYA GAR, THATTANCHAVADY, PONDY | PDY14 | Airtel | Tamil Nadu | RT Tower
IN-1031764 | JIBMAR | 11.9481 | 79.7957 | Mariyama Paul, Door No.2239 Part, Ananda Nagar, Veema Goundan Palayam, Thattanchavadi Village, Pondicherry. | 5017 | Vodafone | Tamil Nadu | RT Tower
IN-1062161 | MUTHIRAPALAYAM | 11.9399 | 79.7864 | Mr R Radhakrishnan, Sf No. 188/1, Anushaya Complex, 365, Vazhuthavur Road, Muthirayapalayam, Pondicherry-605009, Ph: 94448 68616 (Acq By Aster) | PDY52 | Airtel | Tamil Nadu | RT Tower
IN-1255331 | DHANVANTHIRI NAGAR | 11.9586 | 79.7944 | Mr.Kothandaraman, No.4/353, Thiru Nagar, Gorimedu, Pondicherry.Ph.93604-73614. | PDY163 | Airtel | Tamil Nadu | GBT
IN-1066882 | GORIMEDU | 11.9554 | 79.7912 | P.Daisy, no-6,2 nd cross st,Indra nagar ext,pody-6,cell no- | PDY104 | Airtel | Tamil Nadu | RT Tower
IN-1062132 | GOWRI MEDU | 11.9481 | 79.7963 | MRS. VASANTHI, OPPOSITE INDIAN OIL BUILDING, BUILDING OPTION 'A', GORIMEDU, PONDICHERRY | PDY44 | Airtel | Tamil Nadu | RT Tower
IN-1232609 | VAZUDHAVUR ROAD | 11.9398 | 79.784 | C.Anandhavalli, W/o.Mr.Chandrasekaran, 2, Kamarajar road, Muthaiyarpalayam, pondicherry - 605009., 9629012040 | PDYM15 | Airtel | Tamil Nadu | RT Tower
IN-1235270 | ANNAND NAGAR | 11.9437 | 79.7943 | R.Chithra,Tagore Street,No.11 Anantha nagar, | PDYM16 | Airtel | Tamil Nadu | RT Pole
IN-1031681 | MUTHARAIYARPALAYAM | 11.9401 | 79.7844 | P.Saraswathy, S.F.No.187/1, Vazhudavour Road, Muthirapalayam, Pondicherry - 605 009. | 5032 | Vodafone | Tamil Nadu | RT Tower
IN-1030545 | KURUMAMPET | 11.9427 | 79.7678 | NR Rajendra Babu, S.F.No.16/7, Kurumapet Industrial Area, Pondicherry - 605 009. | 5035 | Vodafone | Tamil Nadu | GBT
IN-1061672 | VVP NAGATR | 11.9417 | 79.8036 | Kalaimahal Co-Op Society Bldg, Vazhudavoor Road, Kavundanpalayam, Vvp Nagar, Pondy | PDY19 | Airtel | Tamil Nadu | RT Tower
IN-1031527 | NATESN NAGAR | 11.9317 | 79.807 | 17, Natesan Nagar, Pondichery-605 005 | 5002 | Vodafone | Tamil Nadu | RT Tower
IN-1246256 | SATHYA NAGAR | 11.9383 | 79.8118 | R.Krishnamoorthy, S/o.Mr.Radhakrishnan, Ward-H, Block no:6, TS No:67/26D, R.S.No:47/2, part, Situated at No:99, 6th Cross street, Sathya nagar, Pondicherry, | PDY122 | Airtel | Tamil Nadu | RT Tower
IN-1062484 | BHUMIANPATTAI | 11.9286 | 79.8047 | MRS.B.RATHNA PRABHA, R.S.NO.167/2, ANNAMALAI FINANCE, PLOT NO.6, LLOYDS COLONY, INDU NAGAR, SBI COLONY, BHOOMIAMPET, PONDICHEERY - 605 008.PH:9443068596/0413-2253813 | PDY71 | Airtel | Tamil Nadu | RT Tower
IN-1031434 | ELLAIPILLAICHAVADY | 11.9364 | 79.8079 | T.Neela, No.4 E, 100 Feet Road, ECR Road, Ellapallai Chavadi,Pondy - 5. | 1600 | Vodafone | Tamil Nadu | RT Pole
IN-1062311 | BUS STAND | 11.9338 | 79.817 | Mr.V.Karthikeyan,T.S.No.53,Re Survey No.92/2,Clinton Guest House,Mangalakshmi Nagar,Pondicherry-605 013. | PDY40 | Airtel | Tamil Nadu | RT Tower
IN-1062369 | VINOBHA NAGAR | 11.9413 | 79.8091 | Mr.L.Mariadoss, No:581, Kamarajar Salai,Thiruvalarkeni,Pondichery - 13 | PDY62 | Airtel | Tamil Nadu | RT Tower
IN-1061677 | OND SARAM | 11.9407 | 79.8141 | Mrs. Latha, New Building, No 40, East Street, Ond Saram, Pondy-13. Ph: 94432 46471 & 0413 2248381 | PDY38 | Airtel | Tamil Nadu | RT Tower
IN-1061659 | EILLAIPILLAI CHAUADY | 11.9333 | 79.8072 | 10/5 Feet Road Ellapillaichavadi | PDY04 | Airtel | Tamil Nadu | RT Pole
IN-1062598 | THANTHAIPERIYAR NAGAR | 11.9364 | 79.8031 | Mr. R.Rajendran,11 CROSS STREET,THANDHAIPERIER GAR,PONDY | PDY55 | Airtel | Tamil Nadu | RT Tower
IN-1062429 | ANNA NAGAR | 11.9364 | 79.8088 | T.S NO-25/10,R.S NO-6/4 PLOTNO-73,DOOR NO-22,13TH CROOS AN GAR EXTN, PONDY. | PDY70 | Airtel | Tamil Nadu | RT Tower
IN-1031851 | HOTEL ANNAMALAI | 11.9419 | 79.8113 | K.Thanukrishnan, No,24,Main Road Gnanaprakasam Nagar Laspet Post , Pondicherry-8 | 1697 | Vodafone | Tamil Nadu | RT Tower
IN-1062194 | LENIN STREET | 11.9364 | 79.8133 | R.Narayanan, 156, Lenin Street, Kosapalayam, Pondy - 605013, Ph: 93457 79819 (Acq By B.Siva) | PDY49 | Airtel | Tamil Nadu | RT Tower
IN-1129656 | PILLIAYARKUPPAM | 11.9567 | 79.7061 | V.Arunagiri,S/o,Vengadachalam,27,Mariyamman koil Street,Pillayar Kuppam,Thondamanatham Post,Kalugavur Via,Pondicherry-605502,Ph-94421-35322 | 4226 | Vodafone | Tamil Nadu | GBT
IN-1269756 | MANNADIPADI | 11.9868 | 79.6235 | MRS.K.GOWRI W/O KUMARAVELU PLOT NO.39 and 40, S.F.NO.50/6, MANNADIPATTU VILLAGE POST,PONDICHERY-605501 PH.9787464172 | MANDI1 | Airtel | Tamil Nadu | GBT
IN-1031199 | SORAPET | 11.9602 | 79.6612 | Mr.Masilamani, 17, Main road, sorapattu, Pondhicherry - 1, 99943-49866, 0413-2680962 | 2063 | Vodafone | Tamil Nadu | GBT
IN-1246699 | KUDAPAKKAM | 11.9379 | 79.7291 | Mr.R.Ramalingam, S/o.Ranga Reddiar, R.S.No.78/24 & 78/16, No.16, Mandabam Street, Kudapakkam, Villianur TK, Pondicherry 605502. | KUDKM1 | Airtel | Tamil Nadu | GBT
IN-1062174 | THIRUKANUR | 11.9932 | 79.6383 | A.Krishnan, Rs No. 111/2, Bajaj Service Centre Building, Thiruvannamalai Main Road, Thirukannur, Pondy. Ph-94433 46407 (Acq - Aster) | TRKNR1 | Airtel | Tamil Nadu | RT Tower
IN-1031882 | THIRUKANUR | 11.9934 | 79.6386 | A.KRISHNAN, No.34, Thiruvannamalai Street, A.K.Plaza, Mannarypattu, Thirukkanur, Pondycherry - 605 501. | 920 | Vodafone | Tamil Nadu | RT Tower
IN-1030856 | VALUDHAVUR | 11.9884 | 79.6797 | M.VISHWANATHAN, S.F.No.49/1, Kadastar No.201/1, 202/2, Thethambakkam Road, Kumarapalayam, Valuthavur Post, Pondicherry - 605 502. | 940 | Vodafone | Tamil Nadu | GBT
IN-1113834 | K.MANAVELI | 11.9913 | 79.6594 | E.dhayalan,s/o eagamparam k.manavalli muttarampattu (po), T.v Malai Road,pandicherry(dt) ph:0413-2680780 | 951 | Vodafone | Tamil Nadu | RT Tower
IN-1060517 | OUCHTERI BOAT HOUSE | 11.9385 | 79.7477 | SF.NO.36/10,OOSUDU VILLAGE,VILIYANOOR,PONDICHERRY. | OUTRI1 | Airtel | Tamil Nadu | GBT
IN-1060172 | L.R PALAYAM | 12.0207 | 79.7011 | OPEN LAND OF MR.K.SAKTHIVEL S/O,MR.T.KENGAMUTHU,SF NO.75/2/1,75/1&R.S.NO.55/12,SANTHAI PUTHUKUPPAM MAIN ROAD,LINGAR RETTY PALAYAM,KATTERIKUPPAM POST,PONDICHERRY-605 502,PH-0413 6956827 | LRPLM1 | Airtel | Tamil Nadu | GBT
IN-1126844 | VADANUR | 11.9707 | 79.6397 | P.Arumugam,S/o,ponnu Samy,13,Pillayar Koil Street,Vadanur Village & Post,Thirukanur Via,Pondicherry-605501,Ph-97870-65466 | 4238 | Vodafone | Tamil Nadu | GBT
IN-1086117 | PAKKARIPALAYAM | 11.9734 | 79.6967 | NO:1/24, RICE MILL STREET, PAKKARIPALAYAM, VAZUDHAVUR ROAD, VILLUPURAM, 605502 | PKRPM1 | Airtel | Tamil Nadu | GBT
IN-1059361 | Madapattu | 11.7945 | 79.4057 | Mr.Viswanth, S.No: 66/4B, Madapattu Village, Ulundurpettai | MDPTU1 | Airtel | Tamil Nadu | GBT
IN-1059933 | Gidalam | 11.7642 | 79.3824 | MR.B.PUGAZHENDHI,SURVEY NO.164/4,NO.6/86,TEACHER NAGAR,GEDELAM,THIRUNAVALLUR POST,ULUNDURPET TALUK, VILLUPURAM DISTRICT-607 204. PH:04149 224022. | GDLAM1 | Airtel | Tamil Nadu | GBT
IN-1077907 | Amoor | 11.8389 | 79.3089 | Mr.M.Ramesh , S/O.Madhani , Survey No.169/1B,Situated at Amoor (Post) | AMMOR1 | Airtel | Tamil Nadu | GBT
IN-1082229 | PARIKKALAM | 11.7855 | 79.367 | S.F.No.62/4 situated at Parikkalam Village | PARKL1 | Airtel | Tamil Nadu | GBT
IN-1130108 | THULATHUPATTU | 11.8368 | 79.3302 | A.DEVARAJAN S/O ALAGAPPAN 6/245 ANJALAIAMMAN KOVIL STREET THULATHUPATTU PERIASAVAL POST ULUNTHUR PETTAI TK VILLUPURAM 9626070822 | 3217 | Vodafone | Tamil Nadu | GBT
IN-1082976 | Athipattu | 11.8216 | 79.3962 | Halted | ATHPT1 | Airtel | Tamil Nadu | GBT
IN-1077986 | Gokulapuram | 11.8303 | 79.3668 | Mr.M.Jeyaraman, Survey No:250/10, situated at Gokulapuram Village, Thirukoilur Main Road | GOKUL1 | Airtel | Tamil Nadu | GBT
IN-1059429 | ANDIYARPALAYAM | 12.0458 | 79.7625 | Open Land Mr. Govindaraj, Andiyarpalayam Rice Mill, Andiyarpalayam, Tindivanam Tk. Villupuram Dist. Ph-225023 | ADPLM1 | Airtel | Tamil Nadu | GBT
IN-1067266 | RAYAPUDHUPAKKAM | 12.0292 | 79.8012 | Mr.A.K.Abadhul Raguma,Rayapudupakkam post,Rayapettai,Vanur,Villupuram District-605111,PH:-0413 2623175 | RYPKM1 | Airtel | Tamil Nadu | GBT
IN-1031530 | SEDERAPET | 11.9911 | 79.7531 | No.104/19, EVR Street, Sedurapet, Pondicherry | 5005 | Vodafone | Tamil Nadu | RT Tower
IN-1062394 | VANUR | 12.0189 | 79.7327 | MR.R.APPASAMY, NO.804/1, NEW NO. 405/10, SRI LAKSHMI MAHAL, PONDY-MAILAM MAIN ROAD, VANUR POST, VILLUPURAM DIST - 605109 | VANUR1 | Airtel | Tamil Nadu | RT Tower
IN-1062172 | THIRUCHITRAMBLAM CROSS ROAD | 11.9991 | 79.7771 | Seetharam idu, Radha Complex, Mailam Main Road, Thiruchitram Balam Post, Vanur Tk - 605111, Ph: 94432 00046, 9345450233 | PDY63 | Airtel | Tamil Nadu | RT Tower
IN-1030843 | PAULS ENGG COLLEGE | 12.0456 | 79.7628 | S.GOVINDASAMY, S.F.No. 292-2A, Andiyarpalaym Rice Mill, Andiyarpalayam Post, Vanur Taluk, Vilupuram District. | 1168 | Vodafone | Tamil Nadu | GBT
IN-1059448 | SETHARAPET L&T | 12.0076 | 79.7469 | SF.NO:879 / 2B. RS.NO 436/2 VANNUR VILLAGE, VILLUPURAM DISTRICT | PDY53 | Airtel | Tamil Nadu | GBT
IN-1291950 | Koginoor printers | 11.9841 | 79.724 | Kohinoor Printers Pvt Ltd Plot No.35/1-4, Volantriate Farm Road, Thuthipet, Puducherry 605502 | PDYM49 | Airtel | Tamil Nadu | RT Pole
IN-1060958 | THONDAMANAATHAN | 11.9719 | 79.7243 | G.Narayana Samy Naidu Land Opp To Ace Glass Factory , Thondamaathan | PDY26 | Airtel | Tamil Nadu | GBT
IN-1116958 | NESAL | 12.0595 | 79.8114 | Mr.S.Padmanatham,Kalupuram Pakkam Post,Vannur Taluk,Villupuram Dist-605 014-Ph-97865 26556 | NESSL1 | Airtel | Tamil Nadu | GBT
IN-1127926 | SANJEEVI NAGAR | 12.0239 | 79.7902 | A.SELVAKUMAR,S/O ADHIMULAM,172 MUNUTHURU MANGALAM STREET,SANJIVINAGAR VILLAGE,RAYAPUTHUPAKAM POST,ARAVILI VIA,PONDI. PH 9362201797 | 4200 | Vodafone | Tamil Nadu | GBT
IN-1126842 | KARASURE | 11.9827 | 79.7379 | A.Krishna Das,S/o,Appachi Reddiyar,18,Pillayar Koil Street,Karasure,Kadaperi Kuppam Post,Valuthanur Via,Pondicherry-605502,Ph-97871-20850 | 4255 | Vodafone | Tamil Nadu | GBT
IN-1265494 | Semangalam | 12.0657 | 79.7064 | MrS Rajakumar S/oShanmugam No1/30A perumal koil st Semangalam Post Vanur taluk Villupuram Dt Pin605109 Ph9786598112 | SMGLM1 | Airtel | Tamil Nadu | GBT
IN-1086112 | NADIYAPATTU | 11.6691 | 79.3984 | open plot ofDuraisamy, S/O-Ramasamy, no-1/2, South street, Nadiyapattu Vil,Palakkolai post,Viruthachalam Taluk, Codalore dist-606115,no-9942383478 | NDYPT1 | Airtel | Tamil Nadu | GBT
IN-1059206 | Puthur | 11.729 | 79.3479 | M.Balaji Land, Sf No: 361/12, 361/13, No:4/262, Pathur Branch, Opp To Reliance Bunk, Pathur , Ulundurpet - 606115 | PTHUR1 | Airtel | Tamil Nadu | GBT
IN-1109819 | VANNAM | 11.4138 | 79.2497 | MR.V.VELUTHAMYAM,S/O.V.VERAKUTTY, VANNAMPATTU POST,ULUNDURPETTAI TALUK,VILLUPURAM DISTIRCT 607 204 PH:9842474219,9345385847 | VNPTU1 | Airtel | Tamil Nadu | GBT
IN-1106917 | Sendanadu | 11.7162 | 79.4107 | Rajesh,s/o:Subramanian,Andigali,Sendanadu(po),Ullunderpettai Ph No-9362742804 | SNDDU1 | Airtel | Tamil Nadu | GBT
IN-1059890 | Nagar | 11.6981 | 79.3159 | Mr.m.illayaraja, Sf.no.60/2,60/2a5, No.164a,gar,gar Post,ulundurpet Taluk ,villupuram Dist-606115. | NAGAR1 | Airtel | Tamil Nadu | GBT
IN-1060572 | Annai Therasa Engg college | 11.7655 | 79.4153 | MRS.A.VATCHALA,W/O.ARUMUGAM,SF.NO.53/3&4,ANNAI TERESHA ENGG.COLLEGE OPPOSITE,THIRUNAVALOOR POST,ULUNDUR PATTAI TALUK,VILUPURAM DIST.-PH:04149-2244151/2244161 | TNVLR1 | Airtel | Tamil Nadu | GBT
IN-1083301 | KELAKKU MARUTHUR | 11.7437 | 79.4582 | MR.CHITHARAM,S/O:THAMBU SAMI,SIVA PATTINAM,EAST | KLKMR1 | Airtel | Tamil Nadu | GBT
IN-1106821 | K.Kallakurichi | 11.6979 | 79.3727 | MR.C.JAMBU NATHAN, 2/65,VINYAK STREET, KU.KALLAKURICHI, ULUNDERPETTAI(TK), VILLUPURAM(DT), PH:9842355559 04149-209553 | KKLLR1 | Airtel | Tamil Nadu | GBT
IN-1123385 | IILANGO NAGAR | 11.9349 | 79.8198 | Mrs.R.Sangetha Vadhani, W/O.Rathinasabapathy | PDY87 | Airtel | Tamil Nadu | RT Tower
IN-1249993 | Nehru St | 11.9357 | 79.8264 | Mr.P.Balu, S/o.M.Palanivel, R.S. No.239 Part, New T.S.No.152 & 153, Ward C, Block No,5, D.No.220, Rangapillai Street, Puducherry 605 001.Ph.94433-34312, 0413-2334312. | PDY105 | Airtel | Tamil Nadu | RT Tower
IN-1031521 | BRINDAVAN | 11.9425 | 79.8175 | 7A,45Feet Rd,JB Traders,Venkateshwara Nagar,Pondy-3 | 10897 | Vodafone | Tamil Nadu | RT Tower
IN-1031765 | KAMARAJ SALAI | 11.9375 | 79.8234 | S.V. Shanmugam, No.74, Kamaraja Salai, Opposite To Sbi, Pondicherry - 01. | 6507 | Vodafone | Tamil Nadu | RT Tower
IN-1061662 | SV PATEL SALAI | 11.9408 | 79.8325 | Deva Bldg # 81, S.V.Patel Salai | PDY07 | Airtel | Tamil Nadu | RT Tower
IN-1061676 | KAMATCHI AMMAN KOIL ST | 11.9392 | 79.8277 | Old 117- New 135 Kamatchi Amman Koil St, Pondy 1 | PDY37 | Airtel | Tamil Nadu | RT Tower
IN-1061658 | BHARATHI ST | 11.9339 | 79.8272 | Lakshmi Illam # 317, Bharathi St | PDY03 | Airtel | Tamil Nadu | RT Tower
IN-1061673 | BRINDAVAN NAGAR | 11.9422 | 79.8189 | Brindavan Nagar | PDY213 | Airtel | Tamil Nadu | RT Tower
IN-1061657 | RANGAPILLAI STREET | 11.9375 | 79.8317 | Karthik Restaurant # 20, Rangapillai St | PDY02 | Airtel | Tamil Nadu | RT Tower
IN-1061660 | KAMARAJAR SALAI | 11.9381 | 79.8178 | Patel Bldg # 217, Kamarajar Salai | PDY05 | Airtel | Tamil Nadu | RT Tower
IN-1062061 | VENKATA NAGAR | 11.9371 | 79.8232 | Mr. S.V. Shanmugan, 74 Kamarajar Salai, Pondy-8, Ph: 94432 450607 (Aster Durai - 98418 22900) | PDY59 | Airtel | Tamil Nadu | RT Tower
IN-1066886 | LAKSHMI GOLD HOUSE | 11.9372 | 79.828 | Lakshmi Jewellery, No.186, Kasukadai street, Pondicherry-1.Contact Person -Mr. Naveen balaji,(Director) Mr.Sudhanand, Mob no:9894230000 | PDYM9 | Airtel | Tamil Nadu | RT Pole
IN-1062357 | BEACH ROAD1 | 11.9385 | 79.8341 | No.31,Resurvey No.239,Part,No.40A,Madukulla Viyagar Koil Street,Pondy-01 | PDY33 | Airtel | Tamil Nadu | RT Tower
IN-1031528 | RPSTREET | 11.9333 | 79.8317 | 33, Ranga Pillai Street, Pondichery-605 001 | 5001 | Vodafone | Tamil Nadu | RT Tower
IN-1031718 | BUSY STREET | 11.9293 | 79.8248 | P.Vanaja, No.180,Yanam Vengatasalam Pillai Street, Pondicherry - 605 001. | 5055 | Vodafone | Tamil Nadu | RT Tower
IN-1059650 | Elavanasurkottai | 11.713 | 79.1831 | R.Saraswathy, Old No:9/40, new no:8/152, sivan koil st, Elavasurkottai, Ulundurpet, 9789549860 | ELSKT1 | Airtel | Tamil Nadu | GBT
IN-1059451 | Vellur | 11.7044 | 79.2449 | Mr. C.N. Samsuddin, S/O. Mr.Nadir Shah, N.S. General Store, Plot No.265/9,10. Yamanath Kalli Road, Vellur(Vellayur), Ulundarpet Tk,606107, Ph-9843562453 / 04149-222615 (Nh-68 (Kallakurichi To Thiyagad | VELUR1 | Airtel | Tamil Nadu | GBT
IN-1030786 | Kottai Village | 11.7138 | 79.1848 | R. Dhandapani, S.No.728/8, Old S.No.440/2 Part Of Pidagam Village, Thirukkovilur Taluk, Ulundurpet, | 871 | Vodafone | Tamil Nadu | GBT
IN-1109853 | ERAIYUR | 11.7854 | 79.1973 | T.ARUL DAS, S/O THOMAS, KULATHU STREET, ERAIYUR POST, ULUNDUR PETTAI TALUK, VILLUPURAM DISTRICT | ERAYR1 | Airtel | Tamil Nadu | GBT
IN-1232182 | Mayiladuthangal | 11.8088 | 79.1795 | MYDTL1 ,INFRATEL ,Kannan,s/o: Kulanthai Konnar,May | MYDTL1 | Airtel | Tamil Nadu | GBT
IN-1232252 | S.MALAYANUR | 11.749 | 79.2157 | SMALA1 ,INFRATEL ,G.ANNAMALAI, S/O.GOPAL NO.2/28. | SMALA1 | Airtel | Tamil Nadu | GBT
IN-1253053 | SEMPIYANMADEVI | 11.7179 | 79.1515 | Mr.R.Janarthanam, S/o.Mr.M.Rajan, SF No:85/12, 85/20, 85/24, 85/22, 85/9, 99/11 & 88/5, NH main road, sembiyanmadevi village, ulundurpet tk, villupuram Dt, 98422-51539 | SMBTV1 | Airtel | Tamil Nadu | GBT
IN-1106963 | A.Kunjaram | 11.7632 | 79.1737 | Mayeevan,A.Kunjaram,Ullunderpettai ,Villupuram-607204 Ph No-04149-292055 | AKNJM1 | Airtel | Tamil Nadu | GBT
IN-1087273 | SIRUPAKKAM | 11.7198 | 79.2253 | GANDHI,KANGANUR(PO),ULUNDHURPET TK,VILUPURAM,9442424705 | 3475 | Vodafone | Tamil Nadu | GBT
IN-1077865 | Kommusamudhiram | 11.8368 | 79.1542 | Krishnan,s/o: Thangavel,Kommusammudhiram, | KOMMS1 | Airtel | Tamil Nadu | GBT
IN-1077844 | ADAIYUR | 11.7898 | 79.1543 | M.SUBBURAYAN, S/O.MANIKAM, ADAIYUR VILL & PO, | ADIYR1 | Airtel | Tamil Nadu | GBT
IN-1061674 | PONDICHERRY BUS STAND (IN-1031651) | 11.9317 | 79.8121 | Muthu Building, # 6, Market Street, Nellthoppu, Pondy | PDY21 | Airtel | Tamil Nadu | RT Tower
IN-1075202 | AFT BUS STOP | 11.9238 | 79.8177 | JAYAKUMAR, 8, VASAN NAGAR, CADDALORE ROAD, MUDALIARPET, PONDY-4. 9245413883. | 3915 | Vodafone | Tamil Nadu | RT Tower
IN-1107283 | ANNA SALAI | 11.9336 | 79.8236 | Mr.Selvamani, M/s. Sri Ganesh Electricals, No.368. Anna Salai, Puducherry - 605001. Phone: 2339037, 2226262, 2223102. Cell: 9443339037 | PDY73 | Airtel | Tamil Nadu | RT Tower
IN-1247153 | RAILWAY STATION | 11.9253 | 79.8294 | Mrs.Mohammad nourounnisa, W/o.Mohammed shahbudeen, Resurvey no:239, TS No:30, ward D, block no:20, Door no:62, subbaiah salai, pondicherry-605001, 0413-65901041, 9787748018, 0033148416127 | PDY123 | Airtel | Tamil Nadu | RT Pole
IN-1062276 | KOLAS NAGAR | 11.9224 | 79.8255 | Mr.A.K.Nehru, No:2, 3Rd Cross, Kasthuri Bai Gandhi Street, Pondy - 605 001 | PDY46 | Airtel | Tamil Nadu | RT Tower
IN-1062029 | 100 FEET ROAD | 11.924 | 79.8107 | S.Dhanalakshmi, No: 187, Point Cross Street, Mudaliyar Pet, Pondy -4. Ph: 94433-24810 | PDY24 | Airtel | Tamil Nadu | RT Tower
IN-1061661 | PONNIYAKUTTY STREET | 11.9286 | 79.8303 | # 3, Ponniyakutty Street | PDY06 | Airtel | Tamil Nadu | RT Tower
IN-1127789 | PONDY MUDALIYAR STREET | 11.9269 | 79.8131 | NO.10, 236 THOTTAKAL STREET, KARAMANIKUPPAM, PUDUPALAYAM VILLAGE, PONDY | PDY106 | Airtel | Tamil Nadu | RT Tower
IN-1062166 | UPPALAM | 11.9218 | 79.8187 | No: 5, Rajarajeshwari Street, Dr.Ambetkar Salai, Mudhaliyarpet Post,PONDY | PDY56 | Airtel | Tamil Nadu | RT Tower
IN-1232612 | AMBORE SALAI | 11.9279 | 79.8312 | A.G.Daniel, T.Survey No.89, R.S.No.239, Old No.4,No.6,Chanda Sauhib Road,Pondy-1.Ph:9842134177. | PDYM19 | Airtel | Tamil Nadu | RT Tower
IN-1061145 | M.G.ROAD | 11.9353 | 79.8291 | Mr.K.Pandiyan,T.S.No.79,Resurvey No.239 Part,No.305,M.G.Road,Pondicherry-605001.Ph:0413-4209241/93454-50739. | PDYM2 | Airtel | Tamil Nadu | RT Tower
IN-1031779 | PUNIYAKODI STREET | 11.9281 | 79.8301 | 4, Mulla street, Pondy | 560 | Vodafone | Tamil Nadu | RT Tower
IN-1031896 | KOLAS NAGAR | 11.9212 | 79.8228 | S.THAMILARASI, No. 112D, 112E, 114 And 116 Dr.Ambedkar Salai, Netaji Nagar - Ii, Puducherry - 605 001. | 1583 | Vodafone | Tamil Nadu | RT Tower
IN-1031728 | MUDALIYARPET | 11.924 | 79.8107 | S.Dhanalakshmi, No.187,Spoint Care Street, T.M.Nagar, Karamanikuppam, Pondicherry - 605 004. | 5038 | Vodafone | Tamil Nadu | RT Tower
IN-1062428 | SWADESI COTTON MILLS | 11.9304 | 79.8173 | MR.A.RAMAMOORTHY, T.S.NO.65, R.S.NO.144/30PT, NO.65, WORLIANPETTAI, VATTAVADAVEETHI, PONDICHERY - 5. PH:93676 01958 | PDY66 | Airtel | Tamil Nadu | RT Tower
IN-1235275 | M.G.ROAD | 11.9316 | 79.8285 | Mrs.Umadevi W/o.J.SARAVANAN,409,M.G ROAD,OPP.TO VASANTH & CO,PONDY-1.Ph:9003531818. | PDYM35 | Airtel | Tamil Nadu | RT Tower
IN-1079389 | convent street | 11.9289 | 79.8106 | NO:73,POINTCAR STREET,NELLITHOPPU,PONDY-05 | PDY90 | Airtel | Tamil Nadu | RT Tower
IN-1241613 | MUTHIALPET | 11.9498 | 79.835 | MUTHUMARIYAMMAN KOVIL,NO32,MUTHIYLARPET,PONDY | PDY114 | Airtel | Tamil Nadu | RT Tower
IN-1246239 | RAJU GANDHI NAGAR | 11.9604 | 79.8268 | Mr.A.Anwar Khan, 5th Cross Street, MGR Nagarm Chinna Kottakuppam, Kottakuppam Village & Post, Vanur TK,Villupuram District.605 104. | PDY117 | Airtel | Tamil Nadu | GBT
IN-1061669 | MUTHIALPET | 11.9533 | 79.8339 | Benjamin Marshall # 79, Rozaria Street Muthialpet | PDY16 | Airtel | Tamil Nadu | RT Tower
IN-1031870 | KURINCHI KUPPAM | 11.9457 | 79.8335 | K.Govindaraj, No.4, 3Rd Cross Street, Sathish Garde, Way Of Angalamman Nagar, Muthiyal Pet, Pondicheery. | 1460 | Vodafone | Tamil Nadu | RT Tower
IN-1031526 | MUTHAIYALPET | 11.9561 | 79.8331 | RV Centre,41-43,MG Road,Muthialpet,Pondy | 5007 | Vodafone | Tamil Nadu | RT Tower
IN-1062826 | MUTHAIYALPET | 11.9548 | 79.8381 | MRS.K.AMSABAI,W/O,KOTHANDAPANI,NO.9,MAGIZHA STREET,SOLAO NAGAR,MUTHUALPET,PONDICHERRY -60500.PH:0413-2237013/98947 37013/9994082857 | PDY94 | Airtel | Tamil Nadu | RT Tower
IN-1031741 | RAINBOW NAGAR | 11.9463 | 79.8254 | S. Umayal, No.100/Part, 10Th Cross, Rainbow Nagar, Pondicherry - 605 011. | 5037 | Vodafone | Tamil Nadu | RT Tower
IN-1061670 | RAINBOW NAGAR | 11.9447 | 79.8247 | Vijayan Bldg Plot No. 100, 9 Cross Rainbow Nagar | PDY17 | Airtel | Tamil Nadu | RT Tower
IN-1291620 | VOC Nagar | 11.9454 | 79.8359 | MR. Murugaian, No 50 , Pillayar Koil St, Vaithikuppam, Puducherry - 605012 | PDY219 | Airtel | Tamil Nadu | RT Pole
IN-1062030 | MUTHIALPET | 11.9476 | 79.8315 | Pungai Dental Clinic Building, NO-31, Pukara Street, Muthialpet, Pondicheery-9 | PDY51 | Airtel | Tamil Nadu | RT Tower
IN-1232611 | VAZHAIKULAM | 11.9423 | 79.8333 | M.Kumari,W/o K.Murugasamy,No 1A, Marriamman Koil, Valaikulam Street,Pandi-605012 ,Cell-9994479851 | PDYM18 | Airtel | Tamil Nadu | RT Pole
IN-1232619 | KAMRAJ NAGAR | 11.939 | 79.8233 | RAVICHANDRAN,NO.24,VINAYAGAR KOIL STREET,KAMRAJ NAGAR,PONDY-11. | PDYM22 | Airtel | Tamil Nadu | RT Pole
IN-1232621 | KAMARAJ SALAI | 11.9374 | 79.8215 | R.Thomas,100,Kamarajar Salai,2nd Road,Opp Latha Steel,Pandi-11,Cell-9367742124,9344966292 | PDYM25 | Airtel | Tamil Nadu | RT Tower
IN-1085020 | PERULMAL KOVIL STREET | 11.9374 | 79.8308 | Mrs. M.Sumathi w/o P.Mannatham chetty, no.87, gandhi road, first floor, Pondy - 1. M : 9894210472 | 143 | Vodafone | Tamil Nadu | RT Pole
IN-1085030 | VYSALI STREET | 11.938 | 79.8296 | Grand Master Studio, No.95, Vysali Street, Pondy. | 144 | Vodafone | Tamil Nadu | RT Pole
IN-1031782 | PATER STREET | 11.9415 | 79.8317 | P.Chandra sekaran, Land In Kadasthar No.160 3/3, R.S.No.180/4 Of Saram, Pondicherry. | 331 | Vodafone | Tamil Nadu | RT Tower
IN-1030728 | Asalur | 11.6258 | 79.1931 | C.Sekar, S.F.No.207/2, Jj Nagar, Asanur, Ulundurpet Taluk, Vilupuram - 606 305. | 586 | Vodafone | Tamil Nadu | GBT
IN-1078597 | KUTHAKUDI RS | 11.589 | 79.1573 | Mr.Sahuth Ali, S/o. M.Bavudeen, Avitankadu Village, | 4628 | Vodafone | Tamil Nadu | GBT
IN-1232235 | Parindal | 11.6704 | 79.1799 | Thirunavakarasu,S.F.NO.312/15S.F.NO.312/15,,SRI VE | PRNDL1 | Airtel | Tamil Nadu | GBT
IN-1059333 | Eranji | 11.6026 | 79.171 | B.Jayam, Sf No: 166/1, #1/23, North Street, Eranji, Kallakurichi Taluk, Villupuram Dist-606305. Ph: 9443497815 | ERNJI1 | Airtel | Tamil Nadu | GBT
IN-1083162 | GURUPEEDAPURAM | 11.6292 | 79.1704 | MR.K.SUBRAMANIYAM, S/O KUPPUSAMY UDAIYAR, | GRPDM1 | Airtel | Tamil Nadu | GBT
IN-1079263 | SIRUNGALUR | 11.6833 | 79.1519 | C.AMUTHA, W/O.CHANDRA BABU, S.F.NO.96/5. MERKKU STREET, | SRGLR1 | Airtel | Tamil Nadu | GBT
IN-1082744 | Valasi | 11.6059 | 79.2108 | Mr.Paramasivam s/o veerapapadaiyachi, valasi | VLSAI1 | Airtel | Tamil Nadu | GBT
IN-1083195 | POOMALAYANUR | 11.6873 | 79.2132 | 1/7 POOMALAYANUR VILL & PO | PUMAL1 | Airtel | Tamil Nadu | GBT
IN-1079254 | NINNAIYUR | 11.655 | 79.148 | MR.RAM KRISHNAN, S/O:VARATHA MOOPER, ASHNUR(VIA), | NINYR1 | Airtel | Tamil Nadu | GBT
IN-1031200 | P.KOTHANUR | 11.6008 | 79.112 | S.Murugan, 31-B, P.Kothanur, Maligaimedu, Virudhachalam TK, Cuddalore DT, 94424-42390 | 2647 | Vodafone | Tamil Nadu | GBT
IN-1060629 | KALI THIRTHAL KUPPAM | 11.9248 | 79.6286 | MR.P.MURUKAHYAN,SF.NO.177/5,MUTHAYA GOUNDAN STREET,KALITHEER THAALKUPPAM,MADAGADIPET POST,PONDICHERRY DIST.-605107.PH:93626 63641 | PDY89 | Airtel | Tamil Nadu | GBT
IN-1067044 | PS PALAYAM | 11.9495 | 79.6334 | KANNIYAMMAL,W/O.SHANUMUGAM,THOPPU St,P.S.PALAYAM,PONDYCHERRY,PH:9843111267. | PSPLM1 | Airtel | Tamil Nadu | GBT
IN-1062199 | MADUKUR | 11.87 | 79.6081 | Hutch Site, | MDUKR1 | Airtel | Tamil Nadu | GBT
IN-1074748 | MANDAGAPATTU | 11.8822 | 79.6655 | Mr. Balaehandra,Mandagappattu Post,Mettapakkam via,Villupuram Taluk,Villupuram District-605106,PH:- 0413 2699989 | MANTU1 | Airtel | Tamil Nadu | GBT
IN-1120703 | MOOGAMBIGAI NAGAR | 11.9161 | 79.6494 | Mr.S.Ganesan, No:44, First Cross, Moogambigai Nagar, Thirubuvanaipalayam , Pallinenadiyanur Post, Pondicherry - 605107 | 952 | Vodafone | Tamil Nadu | RT Tower
IN-1137638 | THIRUVANDARKOVIL | 11.9296 | 79.6625 | V.Shanmugam, S/o.Varadharaja gounder, Re-survey no: 53/2, plot no: 49, 50, sri annmalaiyar nagar, Thiruvandarkovil village, kothampurinatham, villiyanur tk, pondicherry-605102, 9786535297 | 4360 | Vodafone | Tamil Nadu | GBT
IN-1060961 | KALMANDABAM | 11.8731 | 79.6436 | R.Sivaprakasam 4, Main Road, Nettapakkam Post, Eripakkam Road, Kalmabam, | PDY29 | Airtel | Tamil Nadu | GBT
IN-1030476 | NATTAPAKKAM | 11.8713 | 79.6329 | No :51&52 ttapakam Village Pondicherry | 1347 | Vodafone | Tamil Nadu | GBT
IN-1060956 | THIRUBHUVANAI | 11.9249 | 79.6459 | Annamalai Land # 45, Bank Main Road (Opp Hospital), Thirubuvanai | PDY23 | Airtel | Tamil Nadu | GBT
IN-1060959 | MADAKARIPATTU | 11.915 | 79.6342 | Krishnasamy Land, Adjacent To Manakula Vinayakar Engg College, Madagaipattu, Pondy | PDY27 | Airtel | Tamil Nadu | GBT
IN-1263650 | Whirlpool | 11.9294 | 79.6488 | Mr.C.Ramadasan, S/o.R.Chinnasamy, R.S.No.31/1, Patta No.49, Cadastre No.91/1,91/2, Thirubuvanai Village, Mannadipattu Komune Panchayat, Thirukkanur, Pondicherry 605 107. Ph.90478 05469. | PDY149 | Airtel | Tamil Nadu | GBT
IN-1060960 | KARIYAMANICKAM VILLAGE | 11.8703 | 79.6339 | # 12, Tvs Lucas, Eripakkam Village. (Sf No50/1A) Pondicherry. | PDY28 | Airtel | Tamil Nadu | GBT
IN-1062649 | MADUKARAI ROAD | 11.871 | 79.6282 | MR.R.GOVINDARAJU,RS.NO.223/2,OLD NO.32,NEW NO.8,MADUKARAI MAIN ROAD,KARIYAMANICKAM POST,NETTAPAKKAM COMMUNE,PONDICHERRY-605 106.PH:0413-2698221 | PDY85 | Airtel | Tamil Nadu | RT Tower
IN-1230554 | WHIRLPOOLPDY | 11.9306 | 79.6559 | RAJSRI SUGARS UNIT-1,DIVISION OFFICE,SAPTUR, PERAI | 663 | Vodafone | Tamil Nadu | GBT
IN-1031680 | MKV COLLEGE | 11.9185 | 79.6335 | T. Vasudevan, No.38, Pondi Vilupuram Main Road, Matha Giri Pet, Pondicherry - 605 005. | 5031 | Vodafone | Tamil Nadu | RT Tower
IN-1280010 | Supreme Industries | 11.9335 | 79.6488 | Supreme Industries Limited No 90 91 sanysasi kuppam village Thirubuvanai Pondy | 10911 | Vodafone | Tamil Nadu | RT Pole
IN-1059836 | KIRUMABAKAM2 | 11.8278 | 79.784 | plot No.13,14,15,16,22&10 Part,thirumalai gar,kirumambakkam Village,bahur Commune,pondicherry.ph:94423-89370 | KIRU2 | Airtel | Tamil Nadu | GBT
IN-1062751 | THAVALAKUPPAM | 11.8714 | 79.7953 | MR.A.BALASUBRAMANIAN/MRS.B.JAYALAKSHMI,RS.NO.44/2,ABR FOOD INDUSTRIES BUILDING,CUDDALORE MAIN ROAD,THAVALAKUPPAM,PONDICHERRY-7.PH:93676-01223/0413-2618969 | PDY80 | Airtel | Tamil Nadu | RT Tower
IN-1060518 | KORAVALLIMEDU | 11.7892 | 79.7678 | SF.NO.132/8,NO.2,MARIAMMAN KOVIL STREET,PALLA KORAVALLI MEDU,PONDY | PDY95 | Airtel | Tamil Nadu | GBT
IN-1060957 | CUDDALORE ROAD | 11.8125 | 79.7794 | N.Muthukrishnan, Pillaiyar Kuppam Main Road, Pondy - Cuddalore Main Road, Opp To Mg Medical College - Pondy | PDY25 | Airtel | Tamil Nadu | GBT
IN-1030841 | NALAVADU | 11.8579 | 79.8137 | K.SUGUNATHAN, S.F.No.139/60, No.22, School Street, Nall Vadu, Pondicherry - 07. | 1586 | Vodafone | Tamil Nadu | GBT
IN-1134880 | PILLAYARKUPPAM | 11.815 | 79.7947 | S/o. Angappan, SF No: 133/13, No: 60A, Angalamman koil street, Bahoor Commune, PondY. | 2130 | Vodafone | Tamil Nadu | GBT
IN-1059795 | ABHISHEKAPAKKAM | 11.8603 | 79.7822 | N.Subramani, Sf No: 128/6B, Mary Street, Abhisekapuram, Pondy-7. | PDY30 | Airtel | Tamil Nadu | GBT
IN-1263782 | Karikalambakkam | 11.8681 | 79.7558 | Mr.P.Palani Raja, SF No:50/2, Perungaloor road, Karikalampakkam village, Pondy | KKLBM2 | Airtel | Tamil Nadu | GBT
IN-1113726 | KOTTAKUPPAM | 11.4829 | 79.4648 | R.Ghana Boopathi,S/o,Ragavan,Near Mariamman Kovil Street,Kattu Kuppam,Bahour Commdne,Pondicherry-607402,Ph-94433-61133,Ph-94433-61163 | PDY98 | Airtel | Tamil Nadu | GBT
IN-1031524 | KIRUMABAKAM | 11.822 | 79.7816 | Narayanammal Complex,C-12,Nagappanur Rd,Kirumapakkam,Pondy | 5009 | Vodafone | Tamil Nadu | RT Tower
IN-1031584 | THAVALAIKUPPAM | 11.8672 | 79.7942 | No.72,Cuddalore Road,Thavalaikuppam | 5011 | Vodafone | Tamil Nadu | RT Tower
IN-1060590 | KATTU KUPPAM | 11.8031 | 79.779 | OPEN LAND OF MR.S.DHANDAPANI,NEAR GODEREJ SARALEE LTD.,Varakalodai,kattukuppam,mannapet post,pondychery-607402. Ph:0413-2611364 | CDLR30 | Airtel | Tamil Nadu | GBT
IN-1062152 | BEHIND MURUGAN THEATRE | 11.9456 | 79.8092 | Mr Muniappan, 259, Lawspet Main Road, Pakkamudianpet Village, Saram Revenue Village, Vzhavarkaral Municipality, Pondicherry-8, Ph: 0413-2251349 (Acq - Aster) | PDY34 | Airtel | Tamil Nadu | RT Tower
IN-1295197 | Muthaiyalpet-Gandhi road | 11.952 | 79.8299 | K. Utharabathy, 2, Karavadikuppam maiin road, Senthamarai Nagar, Muthialpet | PDY218 | Airtel | Tamil Nadu | RT Tower
IN-1107280 | KRISHNA NAGAR | 11.9483 | 79.8197 | NO,36,14TH CROSS,KRISH GAR,LAWSPET,PONDI-8 | PDY75 | Airtel | Tamil Nadu | RT Tower
IN-1062059 | KARAVADI KUPPAM | 11.9554 | 79.8272 | V.M. Balasubramaniam, Plot No.28, Om Sakthi Avenue, Karavadikuppam, Pondicherry - 8, Ph: 9443240649 (Aster Durai - 98418 22900) | PDY45 | Airtel | Tamil Nadu | RT Tower
IN-1062193 | KURINJI NAGAR | 11.9523 | 79.8078 | S.Vijaya, 16, 1St Main Road, Raman Nagar, Lawspet, Pondy - 605 008, Ph: 98948 58574, 0431-2252828, 94438 82044 (Acq By B.Siva) | PDY47 | Airtel | Tamil Nadu | RT Tower
IN-1062466 | THALAIVANI NAGAR | 11.9603 | 79.8183 | MR.G.ELANGOVAN, R.S.NO.124/3, PLOT NO.57B, NO.39, VALLALAR NAGAR 2ND CROSS STREET, LAWSPETH, PONDICHERRY - 605 008. PH:0495-2354679/98957 28961. | PDY68 | Airtel | Tamil Nadu | RT Tower
IN-1252163 | SHANMUGA STREET | 11.9619 | 79.8233 | Mr.U.Irudayanathan, S/o.Ubagarasamy, R.S.No.35/3 D.No.3, Muthamizh Street, Shanmuga Nagar, Karuvadikuppam, Pondicherry 605 008. | PDY132 | Airtel | Tamil Nadu | RT Tower
IN-1252161 | KARUVADIKUPPAM | 11.964 | 79.819 | 4, EDISON STREET, LAKSHMI NAGAR | PDY131 | Airtel | Tamil Nadu | RT Tower
IN-1116157 | PONDICHERRY RBSC | 11.9384 | 79.8172 | Mr..Thiruvengadem,s/o R.Vedhachalam,269,Kamaraj Salai,Pillithottam,Pondichery 13.Ph:94422 41173. 0413 2241173 | IPON0055 | Idea | Tamil Nadu | RT Tower
IN-1031627 | LAWSPET | 11.9489 | 79.8119 | SF No 149/3,GGP complex,No 2 Lawspet main rd, Pondy | 5022 | Vodafone | Tamil Nadu | RT Tower
IN-1031767 | KUMARAN NAGAR | 11.9583 | 79.8083 | K.Ramachandaran, No.19, Ii Main Road, Kumaran Nagar(Extn), Lawspet, Pondicherry. | 6509 | Vodafone | Tamil Nadu | RT Tower
IN-1062906 | ELASURPET | 11.9573 | 79.817 | MRS.K.MANKAIYAR KARASI,W/O.KANNIAPPAN,RS.NO.101/53,COLLEGE ROAD,ELASUR PET POST,PONDICHERRY-605008.PH:0413-2254007 / 99942-02702 | PDY103 | Airtel | Tamil Nadu | RT Tower
IN-1260696 | Ezhil Nagar | 11.9489 | 79.8271 | Mr.A.Sithanandam, S/o.Arumugam, R.S.No.249/1, Plot No.38,39, 6th Cross Street, Ezhil Nagar, North Saram Village, Pondicherry 03. Ph.97895-46862. | PDY126 | Airtel | Tamil Nadu | RT Tower
IN-1107282 | GIRLS POLYTECHNIC | 11.9577 | 79.8098 | R.RAMAJAYAM, NO.92/5B, VENKATESHWARA STORES BUILDING, 15A, AIRPORT ROAD, KUMARAN NAGAR, PONDY - 8. PH:0413-2255254 | PDY43 | Airtel | Tamil Nadu | RT Tower
IN-1062065 | LAWS PET | 11.9547 | 79.8186 | Mrs. P. Rajeswari, 130 Main Road, Lawspet, Pondy - 600008, Ph: 9345456403 | PDY48 | Airtel | Tamil Nadu | RT Tower
IN-1079279 | NACHIYARPETTAI | 11.6538 | 79.3045 | Survey No;16/2B1 & 16/2B2 situated at No;3/98, Mariyamman koil Street, | NCPTI1 | Airtel | Tamil Nadu | GBT
IN-1083277 | SATHANUR HW | 11.6548 | 79.2395 | A.Sathanur, Pallipillai Post | 4622 | Vodafone | Tamil Nadu | GBT
IN-1107042 | Edaichithur | 11.6124 | 79.2422 | MR.MUTHUKRISHANAN S/O CHINNASAMY VILL.-EDAICHCHITHUR, TALUKA-VIRUTHACHALAM,DIST.-CUDDALORE,PH:-9842479629 | EDCTR1 | Airtel | Tamil Nadu | GBT
IN-1061033 | Ulunderpet 2 | 11.6903 | 79.2856 | K.Manikandan, 19, Carnetion Street, Ulundurpet 607 102 / 04149 - 222064 | ULPT2 | Airtel | Tamil Nadu | GBT
IN-1126701 | Parur | 11.5777 | 79.2544 | Mr.M.Mathiazhagan, S/O.Manangatti, Old S.No.422/1 Part, New S.No.733/27 | PARUR1 | Airtel | Tamil Nadu | GBT
IN-1031369 | ULUNDURPET | 11.6843 | 79.2813 | SF No.388/1B2, V Keeranur Village, Ulundurpet Sub Regn. Dist.,Kallakurichi Regn. Dist. | 1306 | Vodafone | Tamil Nadu | GBT
IN-1070136 | Ulunderpet 1 | 11.6921 | 79.2894 | HAROON,NO-33,OLD NO-12B,OLD POST OFFICE ROAD ROAD,ULUNDHURPET,9442224165 | 1145 | Vodafone | Tamil Nadu | RT Tower
IN-1262301 | Bullur | 11.6622 | 79.2506 | Mr.K.Arulkodi, W/o.M.Karunaneethi, SF No:245/4, Trichy to Ulundurpet Bye pass road, Opp to TNEB Sub station, Bullur, Ulundurpet tk, Villupuram DT, 9791607795 | AGISH2 | Airtel | Tamil Nadu | GBT
IN-1061594 | Mangalampettai | 11.6348 | 79.2794 | Mr. Jayprakash, No. 1, Hottai Street, Shri Krishna Mahal, Mangalampettai, 9842458173, 9842431484 | MGPET1 | Airtel | Tamil Nadu | RT Tower
IN-1059218 | Sukushenpet | 11.6389 | 79.2171 | P.Shanmugam, Sf No: 300/8, Hotel Atchaya, Trichy Highway, Sheik Hussain Pettai, Pallipost, Ulundurpettai Tk, Villupuram - 606104 / 0414-3309456 | SKSPT1 | Airtel | Tamil Nadu | GBT
IN-1134828 | KATTUNEMILI | 11.6564 | 79.2818 | V.Arasan, S/o.Veeran, SF No: 178/3, kattunemili village, virudhachalam road, mangalampet post, ulundurpet tk, villupuram dt - 606107, 9976596810 | 1920 | Vodafone | Tamil Nadu | GBT
IN-1106967 | Pandur | 11.7279 | 79.2865 | SAKKARAPANI PILLAI, S/O.ARUMUGAM, PANDUR VILLEGE & POST, ULUNDURPET(TK), VILUPURAM-606102. PH.9787436800 | PANUR1 | Airtel | Tamil Nadu | GBT
IN-1031036 | T.R.PATTINAM | 10.8735 | 79.8346 | S.S.ARUMUGAM, S.F No.121/368, Near Door No.37, Maha Thoppu Street, Thirumalai Rayan Pattinam, Karaikkal - 609 600. | 1776 | Vodafone | Tamil Nadu | GBT
IN-1255332 | FRENCHTEACHERS STREET (IN-1062951) | 10.9272 | 79.8357 | Mr.S.Umapathy, S/o.P.Subramanian, TS No:103/3/1, and 103/3/2, Jeevanandham street, Karaikal, Pondhicherry, 9080630646 | KRKL9 | Airtel | Tamil Nadu | GBT
IN-1060843 | Ambakarathur - A | 10.9567 | 79.7275 | Mohammed Noorul Ameen Abdul Latheef Land,Old No: 12 New No: 6 , South Street, Ambakarathur, Karaikal | AMKR1 | Airtel | Tamil Nadu | GBT
IN-1261287 | karikal 7 | 10.9179 | 79.8349 | Mr.H.T.Ansari, S/o.Hussain, Door no:32, Ambedkar street, karaikal-609602, 93445-88582 | KRKL7 | Airtel | Tamil Nadu | RT Tower
IN-1031037 | Ambagarathur - V | 10.9565 | 79.7278 | P.ABDUL WAHAB, S.F.No. 132/2, Near Door No.68, Main Road, Ambagarathur, Karaikal, Pondicherry - 609 601. | 1771 | Vodafone | Tamil Nadu | GBT
IN-1031928 | Thirunallar - V | 10.9249 | 79.7936 | Mrs.Rahini, W/o.Kathaperumal, 24, Kezla street, East cost street, thirunallar, Karaikal TK, Pondhicerry, 04368266575. | 1777 | Vodafone | Tamil Nadu | RT Tower
IN-1070748 | NEDUNGADU | 10.9764 | 79.7721 | MR. MATHIBALAN, 39/2, PANCHACHA PURAM, NALLATHUR ROAD, NEDUNKADU, KARAIKALL, PONDYCHERRY- 609602? PH - 04368-262376, 261851, | 2950 | Vodafone | Tamil Nadu | GBT
IN-1120400 | Oozhiyapattu | 10.9002 | 79.7959 | M.Manimaran,S/o,Marimuthu,12,Mela street,Oozhiyapattu,alathur Post,Niravi Via,Karaikkal-609604,Ph-97877-24288 | 4379 | Vodafone | Tamil Nadu | GBT
IN-1061498 | Karaikal4 | 10.9128 | 79.8356 | Vijay Complex, No 103/ 3, Nehru Street, Madakadi, Karaikal | KRKL4 | Airtel | Tamil Nadu | RT Tower
IN-1247283 | NIRAVI | 10.8935 | 79.8161 | Mr.M.Selvaraj, s/o R.Mariappan Nayakar, No.33, Middle street, Niravi, Karaikal Tal., Pondycherry Dist.-609604. | NIRVI1 | Airtel | Tamil Nadu | GBT
IN-1247284 | SETHUR | 10.9396 | 79.7421 | Mr.A.Mohammed Hariff S/o.M.A.Abusalim, Mrs.M.Ameenabeevi W/o.A.Mohammed Hariff, S.F.No.152/61, No.18, Pillayar Koil Street, Sethur Village, Sethur Post, Ambakaruthur TK, Karaikkal Region, Pondicherry | KSTHR1 | Airtel | Tamil Nadu | GBT
IN-1062813 | KAMPANNAGAR | 11.9283 | 79.7948 | NO-1,4TH CROSS STREET,KAMBAN NAGAR,REDDIYARPALAYAM,PONDY. | PDY92 | Airtel | Tamil Nadu | RT Tower
IN-1031763 | MOOLAKULAM | 11.9294 | 79.7852 | NO-27,4TH CROSS STREET,ANI THARASA GAR,MOOLAKULAM,PONDY. | 468 | Vodafone | Tamil Nadu | RT Tower
IN-1252165 | Nanpargal Nagar | 11.9287 | 79.79 | Mr.M.Jayanthi, W/o.Mr.R.Manavalan, SF No:155/1, Door no:8, 6th cross, nanbargal nagar, oulgaret, pondy-10, 9894172934, | PDY133 | Airtel | Tamil Nadu | RT Tower
IN-1252781 | THIRUVANI NAGAR | 11.9184 | 79.7696 | Mr.U.Irudayaraj, S/o.Mr.K.Uthiriasamy, Resurvey no:29/11, 29/12 & 29/13, no:23, II cross, Thriuveni nagar, V.Manaveli, Pondicherry-605110, 94420-70114, | PDY135 | Airtel | Tamil Nadu | RT Tower
IN-1263777 | MOOLAKULAM | 11.9304 | 79.7856 | Mr.Palanivel, No 56/57 Annaithersa nagar, 3rd Cross, Mulakulam, Pondycherry-605010 Ph:9244000244 | PDY175 | Airtel | Tamil Nadu | RT Tower
IN-1062793 | JAYA NAGAR | 11.9332 | 79.7912 | MRS.R.VIMALA,W/O.SS.RANGAN REDIYYAR,FOOD CELL POLICE STATION BUILDING,S.R.V.S.ILLAM,NO.63,5TH CROSS STREET,JAYA NAGAR,REDDIYAR PALAYAM,PONDICHERRY-605 010.PH:0413-2292981/94434-12327 | PDY91 | Airtel | Tamil Nadu | RT Tower
IN-1031754 | KAMBAN NAGAR | 11.9332 | 79.7996 | K.Chitra, Kadastar No.1465 & 1466, R.S.F.No.43/2, Reddiyarpalayam Village, Pondi - 605 010. | 422 | Vodafone | Tamil Nadu | RT Tower
IN-1232615 | LENIN STREET | 11.9388 | 79.8138 | S.Vijayakumar,No.40,Lenin Street,Kuravaiyarpalayam,Pondy-13. | PDYM20 | Airtel | Tamil Nadu | RT Pole
IN-1101234 | DIAMOND NAGAR | 11.9353 | 79.785 | GOVINDARAJULU, 68, 3RD STREET, SRIMOOGAMBIGAI NAGAR, REDDIARPALAYAM. SITE ADD. 2 ND CROSS STREET, DIAMOND NAGAR, MODAKULAM ULAVAR SANDAI. PONDY. 9486947519. | 3919 | Vodafone | Tamil Nadu | RT Tower
IN-1085561 | ANBU NAGAR(PDY109) | 11.9312 | 79.7648 | SIVANATHAN, 106, MARIAMMAN KO+D10:D27 | 3920 | Vodafone | Tamil Nadu | GBT
IN-1062748 | ARUAMPATHPURAM | 11.9246 | 79.7732 | MRS.G.INDRANI,RS.NO.196,NO.54,3RD CROSS,THIRUKURALAR NAGAR,ARUMPARTHAPURAM,PONDY-7,PH:0413-2003371 | PDY84 | Airtel | Tamil Nadu | RT Tower
IN-1031869 | EMBALAM | 11.8669 | 79.7126 | N.MAHENDIRAN, No.130, Madugarai Main Road, Embalam Post, Pondicherry - 06 | 1652 | Vodafone | Tamil Nadu | RT Tower
IN-1086841 | POOVALAI | 11.8129 | 79.6839 | J.Ravi,Manmedu,poovalai,Ammankoil st,Krishpuram,-607109-CELL-9952461270-Villupuram dist | POOLI1 | Airtel | Tamil Nadu | GBT
IN-1116951 | SELIAMEDU | 11.8244 | 79.753 | Mrs.V.Manoranjitham,W/O,M.Venkatraman,No-4,Raja St,Baguur,Pondy-607402,Cell No-9486749585 | SLIMD1 | Airtel | Tamil Nadu | GBT
IN-1116954 | SEMBIYAMPALAYAM | 11.8826 | 79.73 | Mr.A.Rajanga Mudaliyar,S/O.Appavu Mudaliyur,Sf.No.85/8,Opp.To Mariamman Koil,Sembiyam Palayam,Kokadu Post,Near Power Soap Company,Pondicherry-605110.Ph:98949-34348 | SEMYM1 | Airtel | Tamil Nadu | GBT
IN-1101211 | NATTAPAKKAM | 11.8621 | 79.6842 | MR.P.BALAGURU, S/O. V.PURUSHOTHAMAN, SF NO: 964/3 SITUATED AT NO. 1/7 A, CUDDALORE ROAD, PAKKAM POST, VILLUPURAM DIST: 605 106. PH: 9786655831. | NATKM1 | Airtel | Tamil Nadu | GBT
IN-1062246 | KADAYAMPUDUR | 11.8173 | 79.6321 | Gopalakrishnan, No.6, Dhirow Badhai Amman Kovil Street, Kariambudur, Tel:- 9442585582 (Acq By Aster) | KDYPR1 | Airtel | Tamil Nadu | RT Tower
IN-1084724 | KURUVINATHAM | 11.797 | 79.7325 | Moorthy,30,East st,Kuruvinatham village(po),Pondy. 9442567921. | 5419 | Vodafone | Tamil Nadu | GBT
IN-1116953 | VEERANAM | 11.8441 | 79.65 | G.Balasubramanian S/O Gurusamy, Veeranam, Vilupuram Dist. Ph:0413 - 2699532 | VEENM1 | Airtel | Tamil Nadu | GBT
IN-1129751 | PINNICHIKUPPAM | 11.8158 | 79.7745 | B.Balakrishnan,S/o,Bala Baskaran,40,Krishnan Koil Street,Meenachikuppam,Seligamedu Post,Bagur Taluk,Pondicherry-607402,Ph-99436-46433,0413-2633625 | 4201 | Vodafone | Tamil Nadu | GBT
IN-1062175 | BAHUR | 11.8058 | 79.7426 | K.Santha, Rs No. 202/35, No.1, West Street, Bhagur, Pondy, Ph: 98940 18599 (Acq By Aster) | BAHUR1 | Airtel | Tamil Nadu | RT Tower
IN-1082773 | RAMPAKKAM | 11.841 | 79.612 | Mr.t.s.dhandabani,siven Kovil Street,rampakkam Post,villupuram | RMPKM1 | Airtel | Tamil Nadu | GBT
IN-1059841 | Ariyanachi main road | 11.513 | 79.0969 | Open land of Mr. Kannasamy, S/O. Mr.Sellamuthu, D.No.2/62, Ariyanachi main road, Kallakurichi tk. Ph-04123-241657 | ARNHI1 | Airtel | Tamil Nadu | GBT
IN-1079073 | POOLAMBADI | 11.4943 | 79.1424 | A.SHAHABUDEEN, S.F.NO.79/2. 79/3. POOLAMBADI(PO), | POLMD1 | Airtel | Tamil Nadu | GBT
IN-1079187 | Asakulathur | 11.5894 | 79.0557 | Survey no:173/1 situated at Asakalathur Post, kallakuruchi Taluk, | ASAKR1 | Airtel | Tamil Nadu | GBT
IN-1079072 | KACHIMALIYUR | 11.5228 | 79.029 | RAJA MANIKAM, S/O.KANDHASWAMY, KACHIMYLAUR, MANGALUR(PO), | KACHI1 | Airtel | Tamil Nadu | GBT
IN-1083313 | KARUNGULI - A | 11.5945 | 78.9746 | MR.SANKAR,S/O:KALIYA MORTHI,KARUNGULI(V),AMAKAALATHUR(P) | KRGUL1 | Airtel | Tamil Nadu | GBT
IN-1083251 | Pasar | 11.5051 | 79.0626 | Mr.R.Dharanitharan,S/o-Rangaraj,Pasar village | PAASR1 | Airtel | Tamil Nadu | GBT
IN-1059840 | Chepakkam | 11.5617 | 79.1474 | MR.A.DHARUMAN,SF.NO.67/1,NO.143,NEW COLONY,CHEPPAKAM POST,VIRUTHACHALAM TALUK,CUDDALORE DIST.-606 302.PH:98651-44291 | CPKKM1 | Airtel | Tamil Nadu | GBT
IN-1106829 | Eraiyore | 11.5982 | 79.0002 | K.Ramasamy,s/o: Krishna Konar,Eriyur(po),Kalakurichi(tk),Villupuram | ERYUR1 | Airtel | Tamil Nadu | GBT
IN-1076934 | SETUVARYANKUPPAM | 11.615 | 79.0799 | Mrs.A.Valarmathi, Survey No:46/4 situated at No:2/94, Nadu Street, Sethuvarayan kuppam post, Nagalur Via | STVAR1 | Airtel | Tamil Nadu | GBT
IN-1030782 | Nehru Nagar, Karaikal | 10.937 | 79.8298 | P.Rajalakshmi, 5Th Street, Nehru Nagar, Coimbatore 641 014. | 1477 | Vodafone | Tamil Nadu | GBT
IN-1060793 | Valluavr street | 10.9426 | 79.8307 | MR.S.SENTHIL KUMAR,NO.11,OPEN LAND OF VALLUVAR STREET,NEHRU NAGAR,KARAIKAL DIST.-609605.PH:94431-61968 | KRKL6 | Airtel | Tamil Nadu | GBT
IN-1060806 | Varachikudi | 10.9903 | 79.8273 | MR.G.SHANMUGAM,OLD NO.1119,NEW SF.NO.210/5,NO.58,MAIN ROAD,VARICHIGUDDY,KARAIKKAL,PONDICHERRY-609609.PH.NO.9362912061. | VRKUD1 | Airtel | Tamil Nadu | GBT
IN-1030908 | Koducherry | 10.9675 | 79.8263 | Gunasekaran, S.F.No.178/3, Kamaraj Salai, Kottucherry, Karaikkal - 609 605. | 934 | Vodafone | Tamil Nadu | GBT
IN-1061495 | Karaikal1 | 10.9216 | 79.834 | Abdul Kader, 88, Thirunallar Road, Karaikal | KRKL1 | Airtel | Tamil Nadu | RT Tower
IN-1061497 | Karaikal3 | 10.9366 | 79.8308 | Hotel French Residency, 424/1, Bharathiar, Karaikal - 609 605 | KRKL3 | Airtel | Tamil Nadu | RT Pole
IN-1269371 | Vinayaka Mission College | 10.9539 | 79.8469 | MR.R.KALIYAPERUMAL,S/O.RANGASAMY ,KILLKASAKUDIMEDU,KARAIKKAL,PONDICHERRY 609 609, 9786209407 | VNGMC1 | Airtel | Tamil Nadu | RT Tower
IN-1247281 | Varichikkudi | 10.9786 | 79.8233 | Mr.K.C.Azhagappan S/o.Chokkalingam, Old S.F.No.651/1 Part, New R.S.No.260/1A, No.210, Om Sakthi Oil Industry, Bharathiyar Road, Varychykudi Post, Karaikal TK, Pondicherry 609609. | VRCKD1 | Airtel | Tamil Nadu | GBT
IN-1062133 | VERAMPATTINAM | 11.8948 | 79.8176 | A.Narayanasamy, Survey No.92, No.3362/2, R.S No. Of Aryamkuppam Village, Pondy-10, Ph: 94422 54174 (Aster Durai - 98418 22900) | PDY60 | Airtel | Tamil Nadu | GBT
IN-1062839 | VELLARAMPET | 11.9133 | 79.8061 | MRS.P.DEIVANAYAGI,W/O.PANNER SELVAM,NO.29,5 TH CROSS STREET,THIRUMAGAL NAGAR,VELRAMPET,PONDICHERRY.PH:98947 92508 | PDY93 | Airtel | Tamil Nadu | RT Tower
IN-1246208 | VEERAMPATTINAM | 11.8933 | 79.8251 | Mrs.N.Gangaiammal, W/o.Natrajan, RS no:133/65, situated at No:6, middle street, periya veeranampattinam, Ariyankuppam, pondicherry-7, 99433-88845, | PDY116 | Airtel | Tamil Nadu | GBT
IN-1070323 | THENGAITHITTU | 11.9107 | 79.818 | Mr.karunithi,no:63school st,Thengithittu,Pondy-4. Ph:9345466457 | 1579 | Vodafone | Tamil Nadu | GBT
IN-1075209 | MANAVELI | 11.8904 | 79.8114 | SUBRAMANIAM, 7 CROSS STREET, MANAVELI, ARIYANKUPPAM, PONDY-7. 9894731211. | 3921 | Vodafone | Tamil Nadu | RT Tower
IN-1116956 | KOMBAKKAM | 11.9058 | 79.7893 | MR.DAHATCHIMOORTHI,NO.24,KAMARAJAR STREET,KOMBAKKAM,PONDY-605 110-PH-0413 6590448 | PDY108 | Airtel | Tamil Nadu | GBT
IN-1062934 | MURUGAMPAKKAM | 11.9042 | 79.8042 | MR.P.DEVASIVAMANI,S/O.PUNNIYAKODI.NO.D-11,NO.32 PALLA STREET,III RD CROSS,MURUGANDPAKKAM,PONDICHERRY DIST.-605004.PH:98949-37885/93457-066628/0413-2853356 | PDY99 | Airtel | Tamil Nadu | RT Tower
IN-1062058 | ARIYANKUPPAM | 11.8953 | 79.81 | ULTRA TECH CEMENT, BLG 9 VEERAMPATTIM ROAD, RADHAKRISH GAR, ARRYANKUPPAM, PONDICHERY 05 | PDY31 | Airtel | Tamil Nadu | RT Tower
IN-1062922 | NEHRU NAGAR STREET | 11.9158 | 79.8131 | S.RAJALAKSHMI,NO.28,NEHRU NAGAR EXTENTION,THENGAITHITTU ROAD,MUDALITARPET POST,PONDICHERRY DIST-603 004-PH-94436 23721 | PDY100 | Airtel | Tamil Nadu | RT Tower
IN-1062220 | MURUGAMBAKKAM | 11.9088 | 79.8081 | Mrs. N. Eswari, W/O. Natarajan, Ts No. 133, Sf No. 154/17, Part New No. 8, Ii Nd Cross Street, Sudha Nagar, Naiyanar Mandapam, Pondicherry-605004. Ph: 98949 10419 / 0413-2358324 (Acq By B.Siva 98947 0 | PDY50 | Airtel | Tamil Nadu | RT Tower
IN-1062938 | DUDULLARPET | 11.9178 | 79.8097 | MR.V.SENTHIL KUMAR,S/O.VELAYUTHAM,RE SF.NO.49/1,TS NO.84/14/2,NO.161,100 FEET ROAD,NEAR SEVENDARY SCHOOL,MUTHILYAR PET,PONDICHERRY-605004.PH: | PDY74 | Airtel | Tamil Nadu | RT Tower
IN-1061195 | RAILWAY STATION | 11.9333 | 79.8333 | Shiva Building ,667,Mahatma Gandhi street,Opp to Railway Station,Pondy. Ph-9443246951 | PDYM1 | Airtel | Tamil Nadu | RT Tower
IN-1084442 | ARUVINDO ASHRAM | 11.9341 | 79.8359 | PDYM11A | PDYM11 | Airtel | Tamil Nadu | RT Pole
IN-1250413 | ARUVINDO GUEST HOUSE | 11.9344 | 79.836 | On Top Of Chairman Guest House,Aruvindo Ashram Soc | PDYM12 | Airtel | Tamil Nadu | RT Pole
IN-1232608 | MM SALAI | 11.9317 | 79.8161 | MR.VINAYAGAMOORTHY S/o.VEERAPPAN? T.S.NO.3, R.S.NO.145/1PT 129, MARAIMALAI ADIGAL SALAI, ORLENPET PANDI - 600 005? PH :9894247344 | PDYM14 | Airtel | Tamil Nadu | RT Pole
IN-1107310 | MARAIMALAI ADIGAL STREET | 11.9315 | 79.8191 | Mr.Palanivel, C/o.Ramesh auto tyres, 58, Maraimalai adigal street, pondy -1, 94863-66441 | 118 | Vodafone | Tamil Nadu | RT Tower
IN-1031877 | MURUGAMBAKKAM | 11.9088 | 79.8081 | N.Easwari, No.8, Pawanar Street, Sudana Nagar, Mudhaliyarpet, Pondicherry - 605 004. | 1479 | Vodafone | Tamil Nadu | RT Tower
IN-1031692 | ARIYANKUPPAM | 11.8949 | 79.8067 | V.P.Srinivasan, No.42, Solai Gounder Street, Aryyankuppam, Pondicherry - 605 007. | 5033 | Vodafone | Tamil Nadu | RT Tower
IN-1062825 | ARIYANKUPPAM | 11.8908 | 79.802 | NO.55,55/1,NO.73,(55/1),CUDDALORE MAIN ROAD,TOLLGATE,ARIYANKUPPAM,PONDY-07 | PDY82 | Airtel | Tamil Nadu | RT Tower
IN-1251750 | ULANDAI KEERAIPALAYAM | 11.9217 | 79.8094 | Mr.V.Seenuvasan, S/o.Venkatesan, No:18, 1st cross, Sri kumaran nagar, Near Ayyanar koil, mudaliyarpet, pondy-4, 98946-09816 | PDY138 | Airtel | Tamil Nadu | RT Tower
IN-1059416 | PANGUR | 11.9041 | 79.7097 | S.No.130, vammalkapper Village, Pangur Main Road, Villupuram Dt-605102 | PNGUR1 | Airtel | Tamil Nadu | GBT
IN-1031757 | ARIYUR | 11.9073 | 79.7017 | NO.3, ARIYURVELI, PONDICHERRY-VILLUPURAM MAIN ROAD, VILLIANUR TALUK, PONDI - 605 102. | 435 | Vodafone | Tamil Nadu | RT Tower
IN-1237989 | KANUVAPET | 11.9121 | 79.7575 | R.S.Balaji, S/o.Mr.T.T.Sundaramoorthy, R.S.No:242/108, 85, sundara lakshmi thirumana mahal, othiyampet road, villiyanur, pondicherry-605110, 94432-87997 | 5530 | Vodafone | Tamil Nadu | RT Tower
IN-1124536 | PDY AGARAM | 11.9347 | 79.7387 | MR.U.GURUBATHRM,S/O ULAGANATHAN,25,MARIAMMAN KOVIL STREET,AGARAM,KOODAPAKKAM POST,PONDICHERRY.MOB NO:9843814189. | 4337 | Vodafone | Tamil Nadu | GBT
IN-1106969 | URUVAIYUR | 11.8887 | 79.7534 | N.Selvarani, w/o Nadasan South st, Uruviyar post, villianur via pondy -605110 PH: 98429-39443 | URUYR1 | Airtel | Tamil Nadu | GBT
IN-1116957 | Periyababusamuthiram | 11.9386 | 79.6871 | Mr.A.Sundara Moorthi,S/O-Ayyakanno Gounder,Balaji Illam,Vanyur Road,#322,Periyababusamudram, Kandamanpattu Village,Villupuram Taluk,Villupuram District-605102,Ph:- 0413 2645127,9363126405 | PRBSM1 | Airtel | Tamil Nadu | GBT
IN-1252580 | SULTHANPET | 11.9244 | 79.7605 | Mr.G.Arshad Hussain, S/o.Mr.A.Gulam Dastagir, Re-survey no:121/1, 121/2, plot no:27, IV cross street, mohammadia Nagar extension, Sulthanpet, pondicherry-605110, 99524-71971 | PDY139 | Airtel | Tamil Nadu | RT Tower
IN-1031227 | AZHIYUR SALAI | 11.9154 | 79.6655 | Korakkanathar Street, Thirubhuvanam, Sivaganga District.. | 5004 | Vodafone | Tamil Nadu | GBT
IN-1030725 | KANDAMANGALAM | 11.9094 | 79.6903 | V.Srinivasaperumal,S/O Baktavachalam,Nr Aircel Tower,Venkateswara ThirumanaMahal,CC Road,Pudupet Arni Taluk TV Malai Dist-632311 | 1484 | Vodafone | Tamil Nadu | GBT
IN-1031696 | VADAMANGALAM | 11.9031 | 79.7318 | S.Sivasankaran, Sri Ganesh Complex, R.S.No.1/1,45/A, N.H.main Road, Vadamangalam, Villiyanur(Via), Pondicherry - 605 102. | 5034 | Vodafone | Tamil Nadu | RT Tower
IN-1062590 | VILIYANUR2 | 11.9163 | 79.7569 | AIRCELLTOWER,MRVARADHAN,23/A,VASANTHA NAGAR,VILIYANUR,PONDICHERRY | PDY61 | Airtel | Tamil Nadu | RT Tower
IN-1274097 | Acharya College | 11.9032 | 79.751 | R ANBARASI, W/O.SUNDARAPANDIAN,SANTHA NAGAR,35,ACHARIYAPURAM,VILLIYANUR,PONDY- 605010,PH 9363031304 | ACYCL1 | Airtel | Tamil Nadu | GBT
IN-1232610 | VILLIYANUR | 11.9134 | 79.7565 | R.Radhakrishnan,S/o Rajagopal,R.S.No.229/199,East Car Street, Velliyanur, Pondy-605110,Cell-9345353280 | PDYM17 | Airtel | Tamil Nadu | RT Pole
IN-1249988 | Ulavaikal | 11.929 | 79.7413 | Mr.R.Puspharaj, S/o.Ranganathan, R.S.No.42/3, Olavaikkal, Koodapalayam Post, Pondicherry 605 502. | ULVKL1 | Airtel | Tamil Nadu | GBT
IN-1062031 | SULTHANPET | 11.92 | 79.7619 | S.Ramesh Kumar, D.No. 17, Pondy Main Road, Sulthanpet, Pondy -605110 (Near Railway Crossing) | PDY65 | Airtel | Tamil Nadu | RT Tower
IN-1127717 | MARIYAMAN KOVIL STREET | 11.9113 | 79.7052 | M.Dhanajeyan,S/o,Munnusamy,7,Anathapuram,Road,Ariyalur Post,Pondicherry-605102,Ph-94437-37061 | 4202 | Vodafone | Tamil Nadu | GBT
IN-1062410 | ARAKKONAM5 | 13.084 | 79.6636 | MR.T.R.SUBRAMANIYAM, T.S.NO.112, WARD B, BLOCK O.15, TRS TOWER, OPP. TO SBI, SOLINGAR ROAD, ARAKONAM, VELLORE DIST - 631 001. PH:94434 61300 | ARAK5 | Airtel | Tamil Nadu | RT Tower
IN-1060884 | GUMMIDIPOONDI | 13.4133 | 80.1158 | Plot No. F99, Gummidipoondi Industrial Estate, Sipcot Gummidipoondi | GMPD1 | Airtel | Tamil Nadu | GBT
IN-1030890 | KARADIPUTHUR | 13.364 | 79.966 | M.PUSHPAMMAL, S.F No.123/8, No.3/151,Bajanai Koil Street, Karadiputhur, Thiruvallur - 601 202. | 1598 | Vodafone | Tamil Nadu | GBT
IN-1069365 | POLIPAKKAM | 13.0584 | 79.4854 | Velavan, Perumal koil st, Polipakkam, Arakonnam, Vellore.Ph:9443521441, 9787878914 | 3261 | Vodafone | Tamil Nadu | GBT
IN-1083629 | VALARPURAM | 13.1646 | 79.6686 | S.SUBAIAH(SIVA),S/O RAMASAMI,MUTHUMARIAMMAN KOVIL STREET,977/40A,VALLARPURAM VILLAGE,ARAKONAM TK,VELLORE DT,9790214082,04177244215 | VALAP1 | Airtel | Tamil Nadu | GBT
IN-1069392 | KARNAVUR | 12.9664 | 79.5184 | G.UMAPATHY S/O GOVINDARAJ, NO/59 BAJAI KOVIL STREET, KARVUR(VILL&P.O),ARAKOM(T.K) VELLORE(DT)631052, PH:04177291833 | 3291 | Vodafone | Tamil Nadu | GBT
IN-1060082 | THIRUMANGALAM | 12.9293 | 79.8871 | MR.M.MANOHARAN,SF.NO.135/3A,BANGALORE MAIN ROAD, THIRUMANGALAM VILLAGE,OPP.TO NOKIA COMPANY,SUNGUVACHATIRAM,SRIPERUMPUDUR,KANCHEEPURAM DIST.-602 106.PH:93809-73637 | SGCM2 | Airtel | Tamil Nadu | GBT
IN-1060788 | RALLAPADI | 13.3145 | 80.0486 | MR.P.S.SELVAM, S/O.G.SUBBU, S.NO.112/127A3, NO.36, THOTTAKKARU STREET, PERIYAPALAYAM, UTHUKOTTAI-TK, THIRUVALLUR DIST - 601 102. PH:98657 48963 | PPLM2 | Airtel | Tamil Nadu | GBT
IN-1030689 | PULICUT | 13.4171 | 80.316 | M.V.Paranthaman, S.F.No.168, New S.F.No.168/29, Pazhaverkadu Village, Ponneri Taluk, Thiruvallur District. | 538 | Vodafone | Tamil Nadu | GBT
IN-1060076 | ARANI | 13.3297 | 80.0866 | MR.A.DHANASEKARAN,S/O.MR.A.S.PARAMASIVAM,S.F.NO.932/6,NEWNO.47,MULIKI STREET,ARANI,PONNERI-TK,THIRUVALLUR DIST-601101.PH:9994746305 | ARAN2 | Airtel | Tamil Nadu | GBT
IN-1239093 | St joseph School | 12.9454 | 79.9222 | M/s.Ram Mitra Foundations pvt limited, Represented by its Director Mrs.G.Sumithramma, W/o.G.Rami reddy, SF No:12/2, as per sub division SF 12/2A, Situated at Irungulam village, banagalore high road, N | SPDR31 | Airtel | Tamil Nadu | GBT
IN-1098820 | VALLAKOTTAI | 12.8845 | 79.935 | MR.S.DEVENDRA BABU,S/O.SANJEEVI NAIDU,SF.NO.483 & 483/16,NO.65,KOMALLISHEWAR KOIL STREET,VALLAKOTAI,MATHUR POST,SRIPERUMBUDUR,KANCHIPURAM DIST.-602105.PH:93810-55300 | VLLKT1 | Airtel | Tamil Nadu | GBT
IN-1067862 | VANICHATIRAM | 13.2112 | 80.0937 | V.RAMASAMY NAIDU,NO,205,VANICHATIRAM,VENKATESHWARA SUPPLY,ALAMATHY POST,RED HILLS VIA,CHENNAI-600052-PH-94440 76764/044 27680345 | VANIM1 | Airtel | Tamil Nadu | GBT
IN-1060696 | SEMBDDU | 13.1291 | 79.5607 | MR. DHASEKARAN S/O SUBRAMANI.S.F NO.153-1B,PILLIAYAR KOVIL STREET, SEMBADU VILLAGE | SEMBD1 | Airtel | Tamil Nadu | GBT
IN-1060388 | MINNAL | 13.0753 | 79.5585 | MR.K.RAJENDRAN,SF.NO.747A/6A,65,ROAD STREET,MINNAL POST,ARAKONNAM-632 510.PH:99433-98081 | MINAL1 | Airtel | Tamil Nadu | GBT
IN-1059699 | AMMAVARAIKUPPAM | 13.1778 | 79.4198 | Mr.A.M.Murugappan/Mr.Ap.Balakrishn,Old Survey No.313/17,New Survey No.298/17,Kamarajar Street,Ammayarkuppam,Pallipattu Taluk,Thiruvalluvar Dist.-631 301.Ph:94447-46664/27845435 | AVKPM1 | Airtel | Tamil Nadu | GBT
IN-1074800 | THINNAVARAM(P.MANGALAM) | 13.0127 | 79.6808 | K.PANEER SELVAM,BIG STREET,PARAMESWARAMANGALAM,KADAMBANALLUR(PO),ARAKKONAM TALUK,VELLOR,,9443098191 | 3388 | Vodafone | Tamil Nadu | GBT
IN-1031363 | IRUNGATTUKOTTAI- HYNDAI FACTORY | 12.9931 | 79.9929 | Dhanalakshmi Lagar,Irungattukottai,Sriperumbudur | 3305 | Vodafone | Tamil Nadu | GBT
IN-1030985 | THIRUVALANGADU RS | 13.09 | 79.7632 | G.RAMADAS, S/O.MANAPPA MUDALIAR, CHINNA KALAKAATTUR VILLAGE, PERIYA KALAKAATTUR PO., THIRUVALANGADU R.S., TIRUTTANI TK., THIRUVALLUR DT .PH : 04177-324882, 322879, 9380277710 (LAND VERY NEAR THIRUVA | 2479 | Vodafone | Tamil Nadu | GBT
IN-1030626 | KADAMBATHUR | 13.0985 | 79.8593 | S.SAMBATHA SETTIYAR, MARRAGE HALL, TIRUVALLUR | 6533 | Vodafone | Tamil Nadu | GBT
IN-1030743 | VEEPAMBATTU | 13.1232 | 79.9949 | M.J.Jamal Mohammed Shahul Hameed, S.F.No.137/1, Plot No.49, Sakthi Nagar, Perumal Pattu Village, Veppampattu Rs, Thiruvallur - 602 024. | 6521 | Vodafone | Tamil Nadu | GBT
IN-1030979 | PANDUR | 13.1505 | 79.8512 | Mr.Balu, Mela agaram street, Kuppamma chatram, Thiruvallur Dt., 94441-02539 | 1551 | Vodafone | Tamil Nadu | GBT
IN-1255333 | ARKOTKUPPAM | 13.2088 | 79.7105 | Mrs.A.R.Leela Manohari W/o.A.B.Ramachandran, Mrs.A.R.Thenmozhi, W/o.A.R.Ramesh, Miss.A.R.Nivedita D/o.A.R.Ramesh,Miss. A.R.Devi, D/o.A.R.Ramesh,S.F.No.93/6, Arcot Road, Arcot Kuppam, Thiruthani TK, Th | AKPM2 | Airtel | Tamil Nadu | GBT
IN-1030758 | THIRU NAGAR | 13.1392 | 79.6308 | P.Venda, Old S.F.No. 559/2A, New S.F.No. 559/7 Of Ichiputhur Village, Kavayripakkam Panchayat Union, Arakkonam Taluk, Vellore District. | 573 | Vodafone | Tamil Nadu | GBT
IN-1059407 | ELAVUR1 | 13.4603 | 80.1131 | N.PADMAVATHI,GNT ROAD, ELAVUR, GUMMIDIPOONDI(TALUK) THIRUVALLUR(DIST) | ELVUR1 | Airtel | Tamil Nadu | GBT
IN-1062393 | TMA STREET | 12.9687 | 79.9481 | Dr.Mahalingam,Sri Devi Hospital,Sanati St,Sriprempudur - | SPDR8 | Airtel | Tamil Nadu | RT Tower
IN-1031894 | GUMMIDIPOONDI SIPCOT(GMPD10) | 13.4238 | 80.1109 | Mr.S.Radhakrishn Mallia, S/o, Mallaia, R-31, TNHB | 1553 | Vodafone | Tamil Nadu | GBT
IN-1081333 | SOMAMANGALAM | 12.9451 | 80.0363 | K.R.Bhaskar, SF No: 554/24, Old SF no: 245/12 ( part ) , patt no: 218, Karunikar Street, somangalam village, kanchipuram DT-6000023, 9884407343 | 5509 | Vodafone | Tamil Nadu | GBT
IN-1070658 | ALAMATHI | 13.2082 | 80.1114 | R.Govindan, SF No: 223/2, Thiruvalluvar red hikls road, Near Alamathy bus stop, Alamathy, Chennai - 52, 9940308080 | 2681 | Vodafone | Tamil Nadu | GBT
IN-1059668 | KANNIGAIPAER | 13.275 | 80.0937 | Mr.S.Selvaraj, Sf No: 578/A10, New Sf No: 1003/2, No:129, Raja Street, Kannaigai Village, Uthukottai Tk, Thiruvallur Tk - 601102 / 044 -27629506 | KNGPR1 | Airtel | Tamil Nadu | GBT
IN-1072051 | EL FORGINGS | 12.8118 | 79.9668 | E.L. Forge Limited,Sandamangalam villege,appur vil,Post-singaperumal koil,kanjipuram-603204, contact person-Mr Janakiram,n0-9840008151 | APPUR1 | Airtel | Tamil Nadu | RT Tower
IN-1062849 | PAKKAM | 13.1551 | 80.0363 | MR.SUGUMARAN,SF.NO.50/2,51/7,OMM MURUGA FERTILISERS AND HARD WARES,NO.3/203,GRAMAPRATHANA SALAI,PAKKAM VILLAGE TIRUVALLUR DIST-602 204-PH-94446 93944 | PAKKM1 | Airtel | Tamil Nadu | RT Tower
IN-1030615 | TAMARAIPAKKAM | 13.219 | 80.0304 | M.Saravanan, S.F.No.166/2A1,Ammanampakkam Village, Thamaraipakkam Post, Thiruvallur District. | 5040 | Vodafone | Tamil Nadu | GBT
IN-1083265 | KARIKALAVAKKAM | 13.2077 | 79.9785 | 49, Vishnuvakkam Village | 3970 | Vodafone | Tamil Nadu | GBT
IN-1107077 | OTHIKKADU | 13.1799 | 79.9423 | V. BANUMATHI, 56, OTHIKKADU VILLAGE&POST, TIRUVALLUR TK&DT, 27645822., | 3974 | Vodafone | Tamil Nadu | GBT
IN-1060777 | ARANVOYAL | 13.1065 | 79.9578 | MRS.RAJINA MARY,W/O.ANTHONYSAMY,OPP.TO WORK SHOP,PONDAMALLI BYE PASS,ARANVOYAL VILLAGE,THIRUVALLUR DIST.-9380575523 | TVLR17 | Airtel | Tamil Nadu | GBT
IN-1030778 | DELPHI TVS | 13.0182 | 79.9246 | V.S.Devarajan, S.F.No.626/6B, Mannur Village, Sriperumbudur Taluk, Kancheepuram Dist. | 343 | Vodafone | Tamil Nadu | GBT
IN-1060619 | KOLATHUR | 12.9349 | 79.994 | MRS.S.PUSHPA, W/O.D.SHIVA, SF.NO.370, LAND OPP TO SRIDEVI AMMAN KOIL, KOLATHUR, SRIPERUMBUDHUR-TK, PILLAIPAKKAM POST, KANCHIPURAM DIST - 602 105. PH:94446 61006 | KOLTR1 | Airtel | Tamil Nadu | GBT
IN-1101163 | MANNUR | 13.0225 | 79.9559 | Mr.Madhavan,# 7,A .poonthotta st,Mannur,kanchipuram Dist. Cell no-98419-81457 | SPDR45 | Airtel | Tamil Nadu | GBT
IN-1030866 | BANAVARAM | 13.0168 | 79.4863 | V.KANNAN, S.F.No.469/3, Near Door No.226/B, Vengadeswara Nagar, Mottur Raod, Panavaram, Arakonam Taluk, Vellore - 631 051. | 1161 | Vodafone | Tamil Nadu | GBT
IN-1030839 | ANVERTHIKANPET | 13.0519 | 79.5692 | P.Subramani, S.F.No. 74/2A At Open Land Opp, To Post Office, Anwar Thekkan Pettai, Arakonam Taluk, Vellore District - 632 502. | 1163 | Vodafone | Tamil Nadu | GBT
IN-1070352 | PILLAICHATRAM | 12.9044 | 79.816 | S.P.Arumugam, Pillayar koil IInd street, pillaichatiram village, senthamangalam post, Sriperumbudur TK, Kanchipuram Dt, 602 106, 9894100126, 98949-88086 | 1768 | Vodafone | Tamil Nadu | GBT
IN-1244549 | OPP TO SAINT GOBAIN | 12.9388 | 79.9131 | Mrs.Gowri mahadevan, W/o.Mr.N.Mahadevan, Old SF No:49. New sf No:49/5A1A1B, plot no:79, Anandhavalli nagar, Mambookam, Bangalore Highway road, opp to sain gobain, Sriperumbudur, Chengalpet DT, | SPDR46 | Airtel | Tamil Nadu | GBT
IN-1127333 | MANIMANGALAM | 12.9164 | 80.0422 | Mr.V.Senjiponni,No.2/57,Gurukkal Street,Manimangalam Village, | MNMGM1 | Airtel | Tamil Nadu | GBT
IN-1061281 | ARAKKONAM3 | 13.0756 | 79.6714 | Mr. N.Ilangovanbuilding, Behind Sundaram ?Hotel, Bajanai Koil Street, Griblespet, Arakonam | ARAK3 | Airtel | Tamil Nadu | RT Tower
IN-1060308 | ASHOKA NAGAR | 13.0893 | 79.6552 | K.CHANDIRAMMAL, W/O KAMALAKANNAN, S.F.NO:285/1-A, THIRUVALLUVAR STREET, ASHOKNAGAR, ARAKKONAM 631 003. PH: 04177 237462, 9444239849. | ARAK12 | Airtel | Tamil Nadu | GBT
IN-1060997 | SUNGUVARICHATRAM1 | 12.9261 | 79.8806 | Survey No.153/1, Madras Bangalore Highway, Sunguvar Chattram, Sriperumbudur Taluk, Kanchipuram | SGCM1 | Airtel | Tamil Nadu | GBT
IN-1060978 | PERIYAPALAYAM1 | 13.3097 | 80.0469 | # 183,Bazaar Street,Periyapalayam. | PPLM1 | Airtel | Tamil Nadu | GBT
IN-1071564 | HIRCO | 12.8192 | 79.9559 | SCHOOL 2 BUILDING OF HIRCO COMPANY,THRIVENI ACADEMI,ODAKKAPATTU,ORAGADAM,SREEPERUMBATHUR TK,KANCHEPURAM. PH:9444926781(MR.GARAT), 9940681689(MR.GANGATHIMMAIAH) | WRGDM2 | Airtel | Tamil Nadu | RT Tower
IN-1245513 | RMK COLLEGE | 13.3563 | 80.1404 | K.A.Jambulingam, S/o.Annamalai, SF No:411/11A & 411/9A, Opp to RMK college, Kavanapettai, Kilmuthayalmbedu village, Thiruvallur DT-601206, 99436-54712 | KPTI3 | Airtel | Tamil Nadu | GBT
IN-1270941 | THERASAPURAM | 12.9043 | 79.9334 | MR.ANBALAGAN, S/O.MANIKAM,S.F.NO.198/3A,NO.121-B,VADAKAL GRAMAM,BAZANI COVIL STREET,MATHUR POST.SRIPERUMPUDUR TK,KANCHIPURAM DIST, 9444601386 | TRSPM1 | Airtel | Tamil Nadu | GBT
IN-1030578 | ORAGADAM | 12.835 | 79.9484 | M. Rajendran, S.No.49/1A3,Oragadam Village, Alamelu Mangapuram, Oragadam Koot Road, Sriperumbadur Taluk, Kancheepuram District | 1528 | Vodafone | Tamil Nadu | GBT
IN-1096276 | VADAIYUR | 13.1191 | 79.8306 | S.No.449/1,N.S.No.526/8 Vidayur Village, | VIDAI1 | Airtel | Tamil Nadu | GBT
IN-1243919 | MELNALLATHUR | 13.0882 | 79.9087 | Mr.M.Govindaraj, S/o. C.N.Moongilan,Old S.F.No.69/1,New S.F.No.69/1A1, New No.283, Bharathiyar Street, Melnallathur, Thiruvallur District.602004. | MLNTR1 | Airtel | Tamil Nadu | GBT
IN-1274584 | Collector Office | 13.1443 | 79.8943 | D Paranthaman,S/o M Devarajan,New no 269,Nethaji Street,Toll gate,Tiruvallur,PIN 602001 PH 9840046804 | TVLR24 | Airtel | Tamil Nadu | RT Tower
IN-1059470 | MANALMEDU | 13.1308 | 79.9196 | MR.MANOHARAN, Sf No. 224, Plot No. 157, Kungumapoo Street, Poonga gar, Thiruvallur Dt - 602001, Ph: 044-27662707 / 98944-71593 | TVLR5 | Airtel | Tamil Nadu | GBT
IN-1248985 | VENGATHUR | 13.1071 | 79.93 | R.Lakshmipathy,S/o.Mr.Ranganathan, SF No:98, No:3, vengathur village, manavala nagar post, Thiruvallur Dt-602002, | VNGTR2 | Airtel | Tamil Nadu | GBT
IN-1094496 | THALVEDU | 13.2305 | 79.6399 | K.AJOTHIMANI, NO:4/238 THALAVEDU VILL | 5636 | Vodafone | Tamil Nadu | GBT
IN-1123376 | CISF | 13.0392 | 79.7392 | Mr.S.Vasudevan,S/O.Srinivasan,Sf.No.1A/5 & 1A/6A,Raja Raja Real Estate | TKOLM2 | Airtel | Tamil Nadu | GBT
IN-1083011 | THANDALAM | 13.1557 | 79.9553 | MR. M. SUNDRAM MURTHI S/O M. MOON SAMY,VILL.-THANDALAM, POST-EKKADU ,TALUKA-THIRUVELLUR | THDLM1 | Airtel | Tamil Nadu | GBT
IN-1235068 | NELCAST | 13.3091 | 80.1668 | K.MASILAMANI , S/o. Mr.Peri Kannan, Survey No.16/3 & 19/2 situated at Perunjeri Village, Panjetti Post, Ponneri Taluk, Thiruvalluvar District-601 202., 9789566924 | PNRI4 | Airtel | Tamil Nadu | GBT
IN-1059681 | THANDALAM | 13.3112 | 80.0034 | NO:261/1&2BAZZAR STREET,THANDALAMPOST,THIRIVALUVER DIST-601102 | TNDLM1 | Airtel | Tamil Nadu | GBT
IN-1236826 | PAPPANKULAM | 12.9108 | 79.8489 | R.Sekar, S/o.Mr.Raj Naicker, SF No: 113/1C3A, Patta no: 113/1B3A, Santhamangalam Village, Sriperumbudur TK, Kanchipuram DT-600056, 94864-87408 | 3977 | Vodafone | Tamil Nadu | GBT
IN-1060415 | FLEXTRONICS | 12.9176 | 79.8759 | MR. KISHORE - ADMIN, OPEN LAND OPP TO SECURITY OFFICE, FLEXTRONICS, PLOT NO.2, SIPCOT INDUSTRIAL PARK, SRIPERUMPUTHUR. PH:99404 97989 | SPDR11 | Airtel | Tamil Nadu | GBT
IN-1083008 | SURYANAGARAM | 13.2032 | 79.5677 | MR.P.ANANDHAN, S/O,PERIANNAN, SURYANAGARAM VILL&PO | SURYA1 | Airtel | Tamil Nadu | GBT
IN-1101212 | SAKTHI MARIAMMAN ENGG COLLEGE | 13.0168 | 79.9926 | MR.R.SATHYANARAYANAN,PLOT NO.1493,VENKATESHWARANAGAR,KANDALAM VILLAGE,SRIPERUMPUTHUR TALUK,KANJIPURAM DIST-601 105-PH-94442 50071 | SPDR35 | Airtel | Tamil Nadu | GBT
IN-1267889 | KATTRAMPAKKAM | 12.9817 | 80.0191 | Mr. R.DURAI ,S/o Rose Pillai, residing at No.1/120, Bajanai Kovil street,Katrampakkam village and post,Sriperumpudur Taluk,Kanchipuram District, 9841617162 | SPDR67 | Airtel | Tamil Nadu | GBT
IN-1059980 | CHELAPERUMAL NAGAR | 12.9767 | 79.9566 | MRS. P. NIRMALADEVI S.F . NO 1065/1 & 1053/1 , PLOT NO.129 SRIPERUMPUDUR, KANCHEEPURAM DIST-602 105 | SPDR12 | Airtel | Tamil Nadu | GBT
IN-1059724 | SITANJERI | 13.2747 | 79.8888 | Mr.M.Anandhan,Sf.No.222/7B,,8 & 9,Sethanjeri Village,Sethanjeri,Uthukottai Taluk,Thiruvallur Dist.-602 026.Ph:93810-82274/044-27635649 | STNJR1 | Airtel | Tamil Nadu | GBT
IN-1060992 | RAMANCHERRI | 13.1984 | 79.7928 | Mr.Vedivel S/O Sh.Dharamn,Melenda Street Ramancherry | RJRI1 | Airtel | Tamil Nadu | GBT
IN-1060778 | VANGANAUR | 13.1848 | 79.4551 | MR.V.G.SHANKARAN, S/O.V.M.GOVINDASAMY, SF.NO.131/2A, GANDHI ROAD, VENGANUR VILLAGE, PALLIPATTI-TK, THIRUVALLUR DIST - 631 303. PH: 98400 64154 | VNGNR1 | Airtel | Tamil Nadu | GBT
IN-1240087 | PICHIVAKKAM | 12.9975 | 79.7665 | S.No:120, Pichivakkam Village & Post, Edayarppakam Via., Sriperumputhur Taluk, Kanchepuram Dist-631553. | PCHKM1 | Airtel | Tamil Nadu | GBT
IN-1245790 | POOVALAI | 13.5038 | 80.0583 | Mr.N.Polaiah, S/o.Narayanasamy, SF No:125/6, poovalai village, arambakkam post, gummidipoondi tk, Thiruvallur DT-60207, 99943-40085, 99425-16187 | 7819 | Vodafone | Tamil Nadu | GBT
IN-1030607 | POONDI | 13.2033 | 79.8908 | R.Ramesh, S.F.No.295/1, Plot No.4/5,Mosur Village, Thiruvallur Dt. | 6516 | Vodafone | Tamil Nadu | GBT
IN-1097416 | PUVALMBEDU | 13.4078 | 80.0379 | poovalambedu village & post | 5504 | Vodafone | Tamil Nadu | GBT
IN-1272105 | SORAPANACHERY | 12.8737 | 79.9853 | K.S.STALIN S/O.KARNAL NO.1/138,RAGAVA NAGAR,METTU ST,SERPENACHERI VILLAGE,KANCHIPURAM DIST. PH.9486100277 | SRPCH1 | Airtel | Tamil Nadu | GBT
IN-1247548 | AREVA | 12.8813 | 80.0059 | Mr.G.Govindan, S/o.Ganeshan, S.F.No.192/1, Opp to Areva TND Company, Padapai-Walajabad Road, Salamangalam, Kanchipuram District.600045, | AREVA1 | Airtel | Tamil Nadu | GBT
IN-1237468 | PUDHUMAVILANGAM | 13.0723 | 79.851 | K.Raja s/o Kannan,Puthumavilangam (Village & Po)Kadambathur (Via)Thiruvallur (T.K&Dt) Pin-631203, Cell- 9382208747 | PDMVM1 | Airtel | Tamil Nadu | GBT
IN-1031051 | PANNUR | 12.9563 | 79.8541 | MR. VICTOR JOSEPH, S/O. JOKGIN, ST.ZAVIOR STREET, THIRUVALLUR MAIN ROAD, PANNUR. PH- 94451-24876, 044-27165639. | 1889 | Vodafone | Tamil Nadu | GBT
IN-1031042 | NAGAVEEDU | 13.0408 | 79.6263 | S.T.PERUMAL, S.F.NO.31/1, Near BSNL Office, Nagavadu Post, Arakonam Taluk, Vellore 631 002. | 1731 | Vodafone | Tamil Nadu | GBT
IN-1060695 | MUDDUR | 13.2384 | 79.5638 | m.k murugan,perumal kovil street,muddur vill & post,tirutani tk,trivallur-631206.phn:9444520721. | MUDDR1 | Airtel | Tamil Nadu | GBT
IN-1060621 | KRISHNASAMUDRAM | 13.2154 | 79.5434 | MR.GOPALA KRISHNAN,SF.NO.293/16A,NO.16-A,THIRUTANI TO KALLITET MAIN ROAD,KRISHNAMUTHURAM POST,THIRUTHANI TALUK,THIRUVALLUR DIST.-631206.PH:04427-898306 | KSMDM1 | Airtel | Tamil Nadu | GBT
IN-1082717 | POLIVAKKAM | 13.0695 | 79.9143 | MR. S. BALASUBRAMAYAM S/O SHIVLINGA REDDYAR ,MARIAMMAN STREET | PVKKM1 | Airtel | Tamil Nadu | GBT
IN-1265008 | Puvalammedu | 13.4209 | 80.0595 | R.VENKATESAN S/O RAMADASS S.F.NO.38/18, 38/21,CHITTOR NATHAM VILLAGE EGUVARAMPALAYAM POST,GUMIDIPOONDI TK,THIRUVALLUR DT,PH.9842559897 | PVMDU1 | Airtel | Tamil Nadu | GBT
IN-1083560 | AIYAKOLLUTHUR | 12.9879 | 79.9296 | R.PRABA,W/O RAVI,MAIN ROAD,THODUKAD POST,PERUMBATHUR TK,KANCHIPURAM DT,PH:9245184812 | 5496 | Vodafone | Tamil Nadu | GBT
IN-1126540 | ATTHIVAKKAM | 13.2716 | 80.0617 | MR.B.KANAGAVEL S/o.MR.M.BAKTHAVATCHALAM,S.NO.175/10 ALLAMBAKKAM VILLAGE, UTHUKOTTAI TALUK, THIRUVALLUR (D.T) PH: 9445389609 | ATTKM1 | Airtel | Tamil Nadu | GBT
IN-1062578 | WINTERPET | 13.0765 | 79.6594 | MRS.D.JOYCEEPCIHA,W/O.MR.R.VARGHESE,1-P.U.SHANMUGAM STREET,WINTERPET,ARAKKONAM-631005.PH:9443185890 | ARAK9 | Airtel | Tamil Nadu | RT Tower
IN-1031147 | KUMBILIPETTAI | 13.0846 | 79.616 | Mrs.Sangeetha, W/o.Mr.Prasad, pillaiyar koil street, Kumbilipettai, Arakkonam, Vellore Dt | 2472 | Vodafone | Tamil Nadu | GBT
IN-1264603 | SOMASUNDARAM NAGAR | 13.08 | 79.678 | S.PRAKASH,S/O SUBRAMANI, SF.NO 297/2A3/5A, 298/2A3/5A, NEW TOWN SURVEY NO- 38 WARD D , BLOCK -22 ,SATHIYA VANIMUTHU NAGAR 1ST STREET ,ARAKKONAM TOWN ,VELLORE -DIST-631002,9952665847 | ARAK22 | Airtel | Tamil Nadu | GBT
IN-1059987 | MANGAMPET | 13.1035 | 79.6564 | MRS.M.KAMATCHI, W/O.MR.MOHAN, S.NO.499/9B, PLOT NO.45, MANGAMMPET, ARAKONAM, VELLORE DIST - 632 007. PH: 98655 99678 / 0416 - 2295707 | ARAK13 | Airtel | Tamil Nadu | GBT
IN-1062197 | ARAKKONAM4 | 13.0948 | 79.6592 | K. Subhatra, Sridevi Motors, Hero Honda Service Station Building, No.1, Bharathi Dasan Street, Jothi Nagar, Arakonam - 631001, Ph: 04177 - 236527 (Acq By Aster) | ARAK4 | Airtel | Tamil Nadu | RT Tower
IN-1259121 | Arakkonam 1 (new site) | 13.0852 | 79.67 | Mr.R.Senthil Kumar S/o.A.Rajendran, S.F.No.168A/30A/1A Ward B, Block 28, T.S.No.15, no.70/128, Old Bazaar Street, Arakkonam 631 001. Ph.97891-96477. | ARAK21 | Airtel | Tamil Nadu | RT Tower
IN-1060999 | SHOLINGHAR | 13.1026 | 79.4324 | Gajalakshmi Engg Works, Next To Option1 - Venkateswara Engg College, Before Bavaram Cut Road, 486A Arakom Road, | SLGR3 | Airtel | Tamil Nadu | GBT
IN-1030858 | KANAKAMMAL CHATRAM | 13.2072 | 79.7503 | B.N. RANGASAMY REDDY, S.F.No. 229/3, Near Door No.3/339M Rangasamy Street, Kanakammal Chathram, Thiruthani Taluk, Tiruvallur - 631 204. | 923 | Vodafone | Tamil Nadu | GBT
IN-1230540 | GURUVARAJPET | 13.1205 | 79.5758 | Mr.Arumugam, S/o. Nachiyappa gounder, Sellivalathu | 1546 | Vodafone | Tamil Nadu | GBT
IN-1128415 | THAKKOLAM | 13.0163 | 79.7322 | MR.DHAKSHINAMOORTHY, OPP TO RELIANCE TOWER, | 1700 | Vodafone | Tamil Nadu | GBT
IN-1061631 | NEMILI | 12.9753 | 79.6112 | Mr T Janakiraman, 28 T , Bazaar Street, Nemili,Arakkonam Tk, Vellore Dt- 631051,Ph: 04177-247368 | NMILI1 | Airtel | Tamil Nadu | RT Tower
IN-1059759 | THANIGAIPOLLUR | 13.1267 | 79.6425 | Mr.N.Doss,Sf.No.884/1B1,Near Rice Mill,Thanigipolur,Arakonnam Taluk, Vellore Dist.-631 501.Ph:04177-238008(Remarks:The Land Belongs To Mr.Doss) | THANI1 | Airtel | Tamil Nadu | GBT
IN-1061741 | SHOLINGHAR | 13.1152 | 79.4208 | Lakshmi Studio Bldg, Adj To Gugan Complex,Muniappa Street, Sholingur, Vellore Dist | SLGR1 | Airtel | Tamil Nadu | RT Tower
IN-1061742 | SHOLINGHAR | 13.1077 | 79.4212 | G.Ramamurthy,12/1,Walajah Road,Adj To Udayan Lodge,Sholingur. | SLGR2 | Airtel | Tamil Nadu | RT Tower
IN-1062517 | NEHRU NAGAR | 13.0914 | 79.6644 | MRSSHANTI,W/OMR.HARI,NO-51,4THSTREET,NEHRUNAGAR,ARAKONAM,PHNO-9443232418 | ARAK10 | Airtel | Tamil Nadu | RT Tower
IN-1060092 | INSRAJALI | 13.0642 | 79.6743 | MRS.B. NAGARATHINAMBAL,S.NO.403/1B,BAGHYALAKSHMI NAGAR,VENKATESHPURAM,ARAKONAM,VELLORE DIST-631002,PH:9443703733 | ARAK11 | Airtel | Tamil Nadu | GBT
IN-1031805 | S R GATE, ARAKKONAM | 13.0768 | 79.6723 | MR.G.RAVIDRAN, Old S.F.No. 559/2A, New S.F.No. 559/7 Of Ichiputhur Village, Kavayripakkam Panchayat Union, rakkonam Taluk, Vellore District. | 401 | Vodafone | Tamil Nadu | RT Tower
IN-1252440 | Bandikavanoor | 13.2707 | 80.1346 | Mrs.E.Mythili W/o.K.Elumalai, S.F.No.177/1B, Bandikavanoor Village, Alinjivakkam Post, Ponneri TK, Thiruvallur District 600 067. | BANDI1 | Airtel | Tamil Nadu | GBT
IN-1060792 | KOMAKKAMPEDU | 13.1946 | 80.0252 | MR.V.RAMESH,S/O.VEERASAMY,SF.NO.2+2+2/5,PILLAIYAR KOVIL STREET,VILLAGE PANCHAYAT OFFICE NEAR,KOMUKKAMPEDU VILLAGE,THIRUVALLUR DIST.-602 024.PH:94446-34948 | KOMAK1 | Airtel | Tamil Nadu | GBT
IN-1111795 | MADURA MANGALAM | 12.9481 | 79.8163 | MR.SAMBATH, KALTHU METTU ST, MADURA MANGALAM, SRIPERBATHUR, KANCHIPURAM | MDRMM1 | Airtel | Tamil Nadu | GBT
IN-1241673 | KOSAVAMPETTAI | 13.3285 | 80.0695 | N.Venkatesan, S/o.Mr.Guruvappa chetty, Old survey no: 6/1, new survey no: 283/20 & 283/21 situated near no:153, pillaiyar koil street, kosavampettai, Thiruvallur DT-601101, 98417-55071 | KSVMP1 | Airtel | Tamil Nadu | GBT
IN-1243952 | CHATHIRAM | 13.0549 | 79.9127 | Mr.R.Murugan, S/o.Ranganathan, S.F.No.684/2 & 685/6 New Nos.684/2A, 2D & 2F, 685/6B, Sriperumbudur to Thiruvallur Road, Chathiram Village, Polivakkam Post, Thiruvallur TK, Thiruvallur District.602002. | CHTRM1 | Airtel | Tamil Nadu | GBT
IN-1062673 | KAKALUR | 13.1276 | 79.9299 | N.VIJAYALAKSHMI,W/O.NARASIMMAN,136/13F,RANGANAYAGI STREET,BAKIYAMNEWTOWN,KAKALUR,TIRUVALLUR-602003.PH:9840399995 | TVLR10 | Airtel | Tamil Nadu | RT Tower
IN-1252746 | Munuswamy nagar | 13.4245 | 80.1256 | Mrs.M.J.Merry, W/o.Mr.Devassy, Dheva madha traders, No:1, GNT road, Munusamy nagar, gummidipoondi, Thiruvallur DT-601201, | GMPD13 | Airtel | Tamil Nadu | RT Tower
IN-1250414 | AMOOR | 13.2982 | 80.1853 | Mr.Chellaiya mudhaliyar, S/o Govindaraj mudhaliyar | PNRI10 | Airtel | Tamil Nadu | GBT
IN-1121672 | VOYALUR | 13.3152 | 80.2806 | Munusamy,S/o Kathrivel, D.No 172, Laxmanan Koil Street,Survey No.325,Voyalur(Village&PO)Poneeri(T.K),Thiruvallur(D.T),pin-601203,Cell-9840133469 | VOYLR1 | Airtel | Tamil Nadu | GBT
IN-1238684 | Sirupulalpettai | 13.3962 | 80.0912 | M.Gnanamoorthy, S/o.Mr.V.Mariappa reddiyar, SF No: 345/11A, 100, sirupulal pettai post, gummudipoondi tk, Thiruvallur Dt-601201, 99763-84075 | SRPLT1 | Airtel | Tamil Nadu | GBT
IN-1062316 | AROKOANAM ROAD | 13.162 | 79.6161 | Mr.M.Palani, Sf.No.308/6, Smm Thirumana Maligai, Periyar Nagar, Thiruthani, Thiruvallur Dist.-631 209.Ph:94430-67003 / 044-27887400 | TTNI3 | Airtel | Tamil Nadu | RT Tower
IN-1067521 | SUNNAMBUKULAM | 13.4868 | 80.1468 | MR.S.M.SHANMUGARAJA, S/O.MUNISAMY REDDIYAR, S.NO.270/2A1 & 2A2, SUNNAMBUKULAM VILLAGE, SUNNAMBUKULAM POST, GUMMUDIPOONDI-TK, THIRUVALLUR DIST - 601 201. PH:98946 61270 | SUNNA1 | Airtel | Tamil Nadu | GBT
IN-1255312 | CHINNA OBLABURAM(IN-1107281) | 13.4465 | 80.1148 | Mr.M.Boopathy, S/o.Murugesa Reddy, SF No:206-A / 5A, No:61, Chinna obalapuram, Gummidipoondi tk, Thiruvallur DT-601201 | ELVUR4 | Airtel | Tamil Nadu | GBT
IN-1126536 | R K PATTAI | 13.1659 | 79.4364 | MR.S.R.SRINIVASAN S/o. MR.RAMASAMY MUDALIAR,S.NO.25/4 R.K.PETTAI VILLAGE, PALLIPATTU TALUK, TIRUVALLUR (D.T) 631 303 PH : 9443596654, | RKPTI1 | Airtel | Tamil Nadu | GBT
IN-1099644 | GCS KANDIGAI | 13.2037 | 79.473 | RAMACHNRAN NO:1/57B SILON COLONY, ACHI KULAM, GCS KANDIGAI, PALLIPATTU TK, THIRUVALLUR | 5640 | Vodafone | Tamil Nadu | GBT
IN-1030672 | POTHARPET | 13.2818 | 79.4833 | S.m. Kuppusamy, S.F.No:53, Pothaturpet Village, Pallapattu Road, Podhaturpet, Thiruvallur Dt-631 208. | 3315 | Vodafone | Tamil Nadu | GBT
IN-1059868 | PERUNGALATHUR | 13.1988 | 79.6571 | Mr.e.mani,sf.no.539/2b,perunkolathur,arakom Taluk,thiruvallur Dist.-631 003.ph: | PRGTR1 | Airtel | Tamil Nadu | GBT
IN-1059861 | PATRAI PERAMBUDUR | 13.1522 | 79.8265 | Mr.n.vasanth,sf No.470/1,no.1,pattrai Perumpudur,thiruvallur Taluk,thiruvallur Dist.-631 203.ph:98947-36811(remarks:the Land Belongs To Mr.vasanth) | PPDUR1 | Airtel | Tamil Nadu | GBT
IN-1059661 | THIRUPACHUR | 13.1379 | 79.8752 | Mrs.G. Kuppammal, W/O. Govindapillai, Sf No: 485/5, No:210, C.V.Naidu Salai, Janatha Complex, Thiruvallur Dt - 602 001, Ph: 99945 85488 (Venkatesh, S/O. Govindapillai) | TPCHR1 | Airtel | Tamil Nadu | GBT
IN-1061916 | TIRUTHANI | 13.1819 | 79.6103 | Anbu Stores,C.Muniswamy,No.87,Cuddapah Trunk Road,Tiruttani | TTNI2 | Airtel | Tamil Nadu | RT Tower
IN-1083309 | VENKATAPURAM | 13.1952 | 79.611 | Venkatapuram, Pattabiramapuram, | 5123 | Vodafone | Tamil Nadu | GBT
IN-1061915 | TIRUTHANI | 13.1735 | 79.6139 | Nirmala Lodge,No 48,Mettu Street,Tiruttani | TTNI1 | Airtel | Tamil Nadu | RT Tower
IN-1030686 | CATERPILLAR | 13.0972 | 79.9075 | S. Malliga, S.F.No.126/7, Melnallathur Village, Thiruvallur Taluk And Dist. | 487 | Vodafone | Tamil Nadu | GBT
IN-1061931 | TIRUVALLUR | 13.1447 | 79.9083 | Gurudev Complex, 50, Mothilal Street, Thiruvallur. | TVLR1 | Airtel | Tamil Nadu | RT Tower
IN-1060125 | METTU STREET | 13.1566 | 79.9187 | MR.K.BOOPATHY,SF.NO.509/B1,A1,METTU STREET,EKKADU,THIRUVALLUVAR DIST.-602021.PH:98841-03383 | EKADU2 | Airtel | Tamil Nadu | GBT
IN-1062924 | TIRUVALLUR | 13.1198 | 79.909 | MR.DANDAPANI,BYPASS ROAD,PERIYAKUPPAM,TIRUVALLUR. PH:9942022479 | TVLR19 | Airtel | Tamil Nadu | RT Tower
IN-1083316 | KOLATHUR | 13.3321 | 79.4808 | MR.PURUSHOTHAM REDDY, S/O,MR.M.MUNUSAMY REDDY, | KTHUR1 | Airtel | Tamil Nadu | GBT
IN-1123459 | PALLIPATTU | 13.3361 | 79.4402 | GURUVAYYA CHETTI, S/o,GURUDHER CHETTI NO.31, BAZZAR ST,PALLIPAT THIRUTHANI, THIRUVALLUR PH | PLPTU1 | Airtel | Tamil Nadu | GBT
IN-1062733 | RAJAJIPURAM-2 | 13.1247 | 79.9184 | MRS.J.PREMAVATHY/J.ASHA /MR.VINOTH RAJ,SF.NO.696,NO.33,DR.VARATHARAJA STREET,S.PERIYAKUPPAM,THIRUVALLUR DIST.-602 001.PH:044-26711363/98404 40676/99402 14230 | TVLR9 | Airtel | Tamil Nadu | GBT
IN-1062206 | J.N. SALAI | 13.1319 | 79.9092 | M. Purushothaman, T.M.L Complex, No.174, J.N Road, Periakuppam Village, Thiruvallur Tk, Ph: 044-27665320, 27661525 (Acq By Aster) | TVLR4 | Airtel | Tamil Nadu | RT Tower
IN-1031574 | MANAVAALAN NAGAR(TVLR8) | 13.1106 | 79.9106 | Milkland Building No:7,Sriperumputhur High Road,Manavalan Nagar ,Thiruvallur. | 3307 | Vodafone | Tamil Nadu | RT Tower
IN-1062689 | UTTUKOTTAI | 13.3344 | 79.8917 | ESSARSITE,S.ARUMUGAN,SATHIEAVEDU ROAD,NEARTOANNASTAUTE,OOTHUKOTTAI,THIRUVALLUR DIST-602026 | UTKTI1 | Airtel | Tamil Nadu | RT Tower
IN-1030859 | PALAVAKKAM | 13.3186 | 79.9602 | A.SASITHAR, S.F No.296/9, Palavakkam Village, Uthukkottai Taluk, Thiruvallur District - 602 208. | 1549 | Vodafone | Tamil Nadu | GBT
IN-1117019 | VENGAL | 13.2618 | 80.0242 | Mrs.V.Naineyammal,Periya Palayam Road,Opp.To Arcot College,Vengal,Tiruvallur Dist.-Ph:92834-32970 | VENGL1 | Airtel | Tamil Nadu | GBT
IN-1062475 | J.N ROAD | 13.1392 | 79.9075 | MR.JAYAKANDHAN, J.N.ROAD(OPP TO BHARAT PETROL BUNK),THIRUVALLUR. | TVLR11 | Airtel | Tamil Nadu | RT Tower
IN-1245570 | GANDHI NAGAR | 12.9573 | 79.9463 | Mr.P.Krishnakanth, S/o.Pattabi Raman,Old S.F.No.695, New S.F.No.1698/12 &1698/13, No.12, Hospital Road, Kamaraj Nagar, Kachupet, Sriperumpudur Kanchipuram District 602105. Ph.94446-59792. | SPDR64 | Airtel | Tamil Nadu | GBT
IN-1062359 | GANDHI ROAD | 12.9666 | 79.944 | Mrs.C.Ganapathy Bai, S.F.No.731/1C/3, No.213, Gandhi Road, Sriperumpudur, Kancheepuram Dist.- 602 105.Ph:93450-61741 | SPDR7 | Airtel | Tamil Nadu | RT Tower
IN-1062334 | MM FORGINS | 12.8697 | 79.9739 | Canteen Block Building, Mm Forgins, Vandalur Road, Padappai, (Remarks: The Possession Has To Be Taken Within 15 Days. | PDPPI1 | Airtel | Tamil Nadu | RT Tower
IN-1030520 | NOKIA FACTORY | 12.9487 | 79.9372 | Nokia factory, sriperumbudur | 3325 | Vodafone | Tamil Nadu | GBT
IN-1031794 | PADAPPAI (TCP) (PDPPI3) | 12.8871 | 80.0227 | R. Ravi, S.F.No.540/2D3, Padappai Village, Kundrathur Panchayat Union, Sriperumbudur Taluk, Kancheepuram District. | 498 | Vodafone | Tamil Nadu | RT Tower
IN-1061009 | SRIPERMBUDUR1 | 12.9653 | 79.95 | Sf No.17, Madras Bangalore Highway,Sriperumpudur | SPDR1 | Airtel | Tamil Nadu | GBT
IN-1060664 | IRUNGATTUKKOTTAI | 12.9955 | 79.9894 | MR.A.ANTONY DEVADASAN, S/O.MR.ANTONY KURUS, S.NO.91/2, NO.102, TRUNK ROAD, IRUNGATTUKOTTAI, SRIPERUMBUDUR, KANCHIPURAM DIST - 602 103. PH:98401 69557/044-2715 6227 | SPDR23 | Airtel | Tamil Nadu | GBT
IN-1107284 | VIMALA NAGAR | 12.9698 | 79.9448 | MR.V.ELANGOVAN,S/O.VENU PILLAI,SFNO.835/1B/1B/1NEW SF.NO.1742/11,NO.18,BAKTHAVATCHALAM STREET,VIMALA NAGAR,SRIPERUMPUDUR,KANCHEEPURAM DIST.-602 105. PH:99440-65632 | SPDR22 | Airtel | Tamil Nadu | RT Tower
IN-1238683 | KILKODAIYUR | 13.1814 | 80.0444 | A. TARAJAN, VELLORE STREET, KILKODAYAR | KLKDR1 | Airtel | Tamil Nadu | GBT
IN-1062868 | EDALAYAM | 13.2026 | 80.1392 | NEW NO:6/556,THIRUVALLUVAR HIGH ROOD,ALMATHI,PONNERI,TH,THIRUVALLUR DIST | EDLYM1 | Airtel | Tamil Nadu | RT Tower
IN-1252744 | Pedhikuppam | 13.4364 | 80.1172 | Mr.M.Balamurugan, S/o.Mr.Marimuthu, SF No:163/2B, Pethikuppam gate, Madharpakkam road, Thervazhi post, Gummidipoondi, Thiruvallur DT-601201, | GMPD14 | Airtel | Tamil Nadu | RT Tower
IN-1079148 | VICHOOR | 13.2205 | 80.2463 | Old Survey NO;50, New Survey No:417/11 & 417/12 | VCHOR1 | Airtel | Tamil Nadu | GBT
IN-1252490 | Pondur | 12.9277 | 79.9289 | Mr.A.Sampath, S/o.Mr.Amavasai, SF No:57/1, near Door no:3/34, samathi poo street, DRR nagar, Pondur post, Sri perumbudur tk, Kanchipuram Dt-602015, 8098339119 | PONDR1 | Airtel | Tamil Nadu | GBT
IN-1030928 | PAKKAM | 13.156 | 80.0354 | V.Selvam, 175, vinuba nagar, Pakkam, Thiruvallur Dt , 991164355 | 922 | Vodafone | Tamil Nadu | GBT
IN-1060122 | SEVAPETTAI | 13.1266 | 79.97 | MANI, FCI COLONY, SEVEPETTAI,TVLR POST, TVLR TALUK, TVLR DIST | SVPET4 | Airtel | Tamil Nadu | GBT
IN-1072062 | ARASOOR | 13.3816 | 80.1886 | MR.AK.MANI,S/O.KUMARAPPA MUDALIYAR,SF.NO.38/1,NO.11,MUDALIYAR STREET,ARASUR VILLAGE,ARASUR POST,PONNERI TALUK,THIRUVALLUR DIST.-601204.PH:94440 39940 | ARSOR1 | Airtel | Tamil Nadu | GBT
IN-1130081 | BYE PASS ROAD | 13.4087 | 80.1233 | N.Gengammal, SF No: 595/1A5, & 595/2A2, situated at door no:24, MA.PO.SI. Nagar, 1st street, Gummidipoondi by pass, Chennai - 601201, 95000-34330 | GMPD11 | Airtel | Tamil Nadu | RT Tower
IN-1060445 | ANUPPABATTU | 13.3066 | 80.2299 | MR.Y.P.SRINIVASALU NAIDU,SF.NO.262/3,DINESH COMPLEX BACK SIDE,ANUPAMPATTU VILLAGE,PONNERI TALUK,THIRUVALLUR DIST.-602 024.PH:99404 85918 | ANUPP1 | Airtel | Tamil Nadu | GBT
IN-1062525 | GUMMIDIPOONDI | 13.4147 | 80.1273 | MRS.V.KAMALAM, S.NO.327/2, 327/2A1, VENUS HARDWARE BUILDING, NO.23C, GNT ROAD, GUMMUDIPOONDI, THIRUVALLUR DIST - 601 201. | GMPD5 | Airtel | Tamil Nadu | RT Tower
IN-1060306 | GUMMIDIPOONDI | 13.4001 | 80.118 | MRS.K.VISHALAKSHI,SF.NO.100/10,CHERAMAN KANDHASAMY STREET,NEW GUMUDIPONDI,THIRUVALLUVAR DIST.-601201,PH:9444137042 | GMPD6 | Airtel | Tamil Nadu | GBT
IN-1062778 | KAVARAIPATTAI | 13.362 | 80.1401 | MR.SP JANAKI RAMAN, SF NO.289/2, SPJ COMPLEX, OPP TO GOVT HR SEC SCHOOL, GNT ROAD, KAVARAIPETTAI POST, GUMMIDIPOONDI-TK, THIRUVALLUR DIST - 601 206. PH:93808 73838 / 044-2792 5497 | KPTI2 | Airtel | Tamil Nadu | RT Tower
IN-1062335 | SHANKAR NAGAR / SAI NAGAR | 13.3268 | 80.1988 | Mr.V.Dasaratha Naidu,Sf.No.124/1A,2A,3G,1A,1A &1A,Kanniya Naidu Kalayana Magal, T.V.Puram,Ponneri,Gummidipundi Taluk,Thiruvallur Dist.-601 204.Ph:92831-52447 | PNRI2 | Airtel | Tamil Nadu | RT Tower
IN-1060955 | PUDUVAYAL | 13.33 | 80.1456 | Mr. Vijayakumar, , S/O Mr. Krishnaswamy, Pillayar Koil Street, Puduvayal Village, Gummudipoondi, | PDVL1 | Airtel | Tamil Nadu | GBT
IN-1062658 | JUMBO BAGS | 13.2971 | 80.1519 | N4, CONTRACT AREA BUILDING, 75, THATCHURROAD, THATCHUR, PANJETTY VILLAGE, PONNERI-TK. PH: 044-27984336/37/38, G+3 | PNRI5 | Airtel | Tamil Nadu | RT Tower
IN-1257903 | ARAMBAKKAM | 13.5421 | 80.0683 | R.Srinivasan, S/o.Rose Chettiyar, SF No:281/6A, Arambbakkam village, Gummidipoondi tk, Thiruvallur Dt, 98407-53263 | ABKM2 | Airtel | Tamil Nadu | GBT
IN-1059381 | AGRAVARAM | 13.105 | 79.7164 | Murugammal / Mr. Perumal Pillai, Gokula Krishnan Street, Agravaram Village, Eicher Nagar, Arakkonam Dt-631004, Ph: 04118-27803002 | AGVRM1 | Airtel | Tamil Nadu | GBT
IN-1236405 | Ammayappar Textiles Pvt | 13.0215 | 79.8859 | General Manager,Ammayappar Textiles Pvt. Ltd.,Perambakkam Road,Gandhipettai,Tiruvallur Dt..Ph:9710405793. | AMMAT1 | Airtel | Tamil Nadu | RT Tower
IN-1264625 | OLD AMMANUR | 13.0722 | 79.6616 | Mr.M.griajan,S/O,NATARAJAN,NO126,SF.36/1,36/2,,Andresanpet,AmmunurPost,Arakkonam tk,VelloreDist Ph:9944035476 | ARAK15 | Airtel | Tamil Nadu | GBT
IN-1246369 | TOWNHALL | 13.0874 | 79.6649 | Mr.M.Sekar, S/o.Mr.Marimuthu, SF No:217/3, old TS No:140, 193/1, Block no:9, Ward B, No:11, Town hall, 7th Street, Stuvartpet, Arakonam TK, Vellore DT-631001, | ARAK17 | Airtel | Tamil Nadu | RT Tower
IN-1247024 | AKM Old Bus Stand | 13.0846 | 79.6668 | Mrs.Mythili, W/o.Rajendran, No.241 & 242, Co-Opptex Building, Gandhi Road, Old Bus Stand, Arakkonam -10. | ARAK18 | Airtel | Tamil Nadu | RT Pole
IN-1249255 | Palayapettai | 13.0812 | 79.6724 | M.Chandran, S/o.Mr.Munusamy, Block no:20, no:43, Dilliappan street, palanipet, Arakkonam, Vellore DT-631002, | ARAK19 | Airtel | Tamil Nadu | RT Tower
IN-1127347 | ARAKKONAM7 | 13.0787 | 79.6716 | Mrs.V.Sundari,W/0.R.Venugopal # 6, 4 .Th Street | ARAK7 | Airtel | Tamil Nadu | RT Tower
IN-1243680 | Arakonam - Railway Loco | 13.0819 | 79.6823 | OFFICE OF THE SENIOR DIVISIONAL ELECTRICAL ENGINEER,ARACONAM.DISTT-KANCHIPURAM,CONTACT. | ARAKM1 | Airtel | Tamil Nadu | RT Pole
IN-1060848 | ARANI(THIRUVALLUR) | 13.3336 | 80.0842 | Lalchand Land, # 13, Chetty Street, Arani. | ARAN1 | Airtel | Tamil Nadu | GBT
IN-1240358 | Thoota Street | 13.3378 | 80.0868 | M.V.Jayaprakash, S/o.Mr.M.Veerabatharam, Old survey no:862/1, new survey no: 962/9, 72, thotta street, Arani post, ponneri tk, Thiruvallur DT-601101, 98943-75370 / 9994746149 | ARAN3 | Airtel | Tamil Nadu | RT Tower
IN-1265490 | Arumanthai | 13.2237 | 80.2241 | SHANMUGAM S/O.SUBRAMANI,2.GANGAMMAL W/O.SHANMUGAM,S.F.NO.163/2,PERUKAVOOR VILLAGE,POONERI TK,THIRUVALLUR DIST | ARMTI1 | Airtel | Tamil Nadu | GBT
IN-1245511 | ASAMANDUR | 13.0643 | 79.5897 | Mr.T.Ammavasai, S/o,Mr.Thangam, SF No:17/1, 17/2, 17/3, & 18, Mettu asamandur, Asamandur, Arakkonam TK, Vellore DT, 88707-84978, | ASMDR1 | Airtel | Tamil Nadu | GBT
IN-1264690 | Athupakkam | 13.3149 | 80.0251 | Mr.P.Dharasan,S/o.Perumal reddy, SF No:131/1a3, Dharuraja koil street, China Athupakkam Village, Thandalam tk, Uthukottai tk, Thiruvallur DT-600102 | ATUKM1 | Airtel | Tamil Nadu | GBT
IN-1082728 | AYANALLUR | 13.4064 | 80.1853 | MR. K.A. DURAI SAMY S/O VENKATA REDDY, VILL.-AYANALLUR ,POST/ | AYANR1 | Airtel | Tamil Nadu | GBT
IN-1249084 | BTVS- TVS Group | 12.876 | 79.9524 | Mr. Anadh, TVS Group, BTVS 136, Vaipur B block, Mathur Post, Eraiyar village, Sriperampudur, Thalakuli, Kancheepuram Dist., Ph No.- 9003915223 | BTVSM1 | Airtel | Tamil Nadu | RT Pole
IN-1268872 | Daimler india ltd | 12.8384 | 79.9475 | DAIMLER, Daimler Commercial Vehicles India Ltd, Oragadam Village, Alamelamanpapuram, Oragadam Koot Road,Sriperambudur Talak, Kancheepuram District | DMLRM1 | Airtel | Tamil Nadu | RT Pole
IN-1274353 | Dhanalakshmi engg college | 12.9348 | 80.0478 | K.ELUMALAI S/O KISTAPPA NAYAKKAR S.F.NO.104/2A,PUDHUCHERRY VILLAGE,SOMMANGALAM POST,SRIPERUMBUDUR TK,KANCHIPURAM DT.9884281539 | DNLCL1 | Airtel | Tamil Nadu | GBT
IN-1272138 | EGATTUR | 13.1054 | 79.8813 | S.Y.THANGAVELU S/O YOGANANDHAN S.F.N0.473, PERUMAL KOVIL ST,SELAI KAMARAJAPRAM ,EGATUR VILLAGE AND POST,THIRUVALLUR DT.PIN. 631203.PH: 9750999001 | EGATR1 | Airtel | Tamil Nadu | GBT
IN-1062198 | CHINNA EKKADU | 13.1482 | 79.9132 | Building Of Mr T G Palani Chettiar,Red Hills Road, Chinnaekkadu, Tiruvallur,Ph:9443245772,044-27645329 | EKADU1 | Airtel | Tamil Nadu | RT Tower
IN-1060317 | ELAVUR2 | 13.4582 | 80.1204 | MR.A.VENU,NO.777,THURAPALLAM GRAMAM,NARASHIMA PURAM,PERIYAOBLAPURAM POST,GUMUDIPOONDI TALUK,THIRUVALLUR DIST.-601201.PH:98944-06597 | ELVUR2 | Airtel | Tamil Nadu | GBT
IN-1264631 | ANAMPAKKAM | 13.2869 | 79.9986 | Mrs.Killiyammal,Wo.Mr.Gangadharan,SF No:25-1A, Periyapavam road,Enambakkam village Post,Uthukottai tk, Thiruvallur dt-601103,Ph-9952111017 | ENBKM1 | Airtel | Tamil Nadu | GBT
IN-1265013 | Kuppam | 13.4653 | 80.1262 | Mr.C.Durai Reddiyar, S/o.Chellappa reddiyar, SF No:559/2, Thalayanpalayam village, Ellavur post, Gummidipoondi tk, Thiruvallur DT-9952750734 | GKUPM1 | Airtel | Tamil Nadu | GBT
IN-1289193 | Gumidipoondi | 13.405 | 80.1101 | Muthuramalingam, No. 9/25, Ramachari kandigai, Karumbukuppam village, New gummidipundi, Tiruvallur - 601201 PH | GMPD19 | Airtel | Tamil Nadu | RT Tower
IN-1061434 | GUMMIDIPOONDI | 13.4097 | 80.1264 | Avn Complex, # 150 ,Gnt Road, Gummidipoondi. | GMPD2 | Airtel | Tamil Nadu | RT Tower
IN-1289194 | GUMMIDIPOONDI 20 | 13.4415 | 80.0994 | Mr Jambulingam, RJJ engineering works, vallimedu village, periyaobalapuram post, gummidipundi TK,Tiruvallur -601201 PH 9894076136 | GMPD20 | Airtel | Tamil Nadu | GBT
IN-1062287 | GUMMIDIPOONDI | 13.4112 | 80.1207 | Mr.K.S.Sirajudeen,S.F.No.603/2A,No.5,Vivekandha Nagar 3 Rd Cross Street,Gummudipoondy,Thiruvallur Dist.-601 201. | GMPD3 | Airtel | Tamil Nadu | RT Tower
IN-1257892 | GUMMIDIPOONDI | 13.4042 | 80.1275 | Mrs.K.Nirmala W/o.N.Kumar, S.F.No.547B/2A1, Gummidipoondi Village & TK, Thiruvallur District.601 201.Ph.94430-10647,96002-97267. | GMPD15 | Airtel | Tamil Nadu | GBT
IN-1250418 | Gummudipoondi | 13.4121 | 80.0979 | SURANA INDUSTRIES LTD.,PLOT NO.67,68,69,SIPCOT IND | GMPDM2 | Airtel | Tamil Nadu | RT Tower
IN-1264629 | NELVOY | 13.3301 | 80.0316 | Mr D Kumar,S/oMr.Duraisamy Reddiyar,SF.No.113/5,5Vannankuppam Road, Nelvoy, Gummidipoondi Taluk, Thiruvallur District-601102 | GNLVY1 | Airtel | Tamil Nadu | GBT
IN-1270169 | ITCHIPUTHUR | 13.1268 | 79.6324 | PJayaraman S/o ponnusamy 203 5E Itchipudur village post Arakonam TK Vellur Dt Ph 9487406975 | ICPDR1 | Airtel | Tamil Nadu | GBT
IN-1275413 | JK tyres | 12.9401 | 80.0068 | G.KAMATCHI W/O M.K.VENKATESAN NO.105,METTUKULATHURVILLAGE,PILLAIPAKKAM POST,SRIPERUMBUDURTK,KANCHIPURAM DT, Ph:9444898403 | JKTYR1 | Airtel | Tamil Nadu | GBT
IN-1127311 | KODAMPAKAM | 13.0985 | 79.8591 | S.Nithyanatham,Santhanam Street,Senjiamall, | KDBKM1 | Airtel | Tamil Nadu | GBT
IN-1097508 | KADANA NAGARAM | 13.1782 | 79.3917 | KADAGARAM-VILL & POST, | KDNRM1 | Airtel | Tamil Nadu | GBT
IN-1135660 | KILLAI | 12.9875 | 79.9196 | MR.VEERA RAGHAVAN S/o.MR.MANICKA NAICJER, S.NO.28/2A3B1A KILAI VILLAGE,PERAMBATHUR TALUK, KANCHEEPURAM (D.T) PH : 9976212039 | KILOY1 | Airtel | Tamil Nadu | GBT
IN-1074419 | E.N.KANTIGAI | 13.1708 | 79.5431 | R.Mallikarjunan Naidu,No:3/58, E.N.Kantigai, Cherkunoor Post,Tirutani - 631 205 04118-276929 / 276523 / 276525, 9443689647 | KNGI1 | Airtel | Tamil Nadu | GBT
IN-1265258 | Kilnalathur | 13.0958 | 79.9193 | N.RANGANAYAKI W/O.NAGAPAAN REDIYAR,S.F.NO.161/2,KILNALATHUR VILLAGE PSOT,THIRUVALLUR DIST.PH.9789418915 | KNLTR1 | Airtel | Tamil Nadu | GBT
IN-1082206 | K.V.R KANDI | 13.2087 | 79.4887 | W/o Munirathnam , Kantamvarikandagai Village | KVRKD1 | Airtel | Tamil Nadu | GBT
IN-1265276 | Kanniyambakkam | 13.3144 | 80.2499 | A.DEVI W/O.AMRITALINGAM S.F.NO.383/1B1,KANIAYAMPAKKAM VILLAGE,DEVADHANAMPOST,PONNERI TK,THIRUVALLLUR DIST. PH.9444180482 | KYBKM1 | Airtel | Tamil Nadu | GBT
IN-1061135 | MANDO INDIA PVT LTD., | 12.9986 | 80.0172 | MR AJAYKUMAR , F- 64 , SIPCOT INDUSTRIAL PARK, IRRUNGATTUKOTTAI, SRIPERUMBUDUR TALUK, CHENNAI, TAMIL NADU, PIN - 602105. PH: 9940635202 | MANDO1 | Airtel | Tamil Nadu | RT Pole
IN-1098183 | MUDDUR | 13.15 | 79.6861 | AMMAN KOVIL STREET,MUDDUR-VILL & POST | MDDUR1 | Airtel | Tamil Nadu | GBT
IN-1265011 | Manallur | 13.4556 | 80.0169 | A.DASARATHAN S/O.CHENGALRAYA MUDALIAR, S.F.NO.50/24,MH ROAD,MANALLUR VILLAGE POST,GUMIDIPOONDI TK DIST. PH.9788962900 | MDPM2 | Airtel | Tamil Nadu | GBT
IN-1248989 | Medhinipuram | 13.1918 | 79.6367 | Mrs.K.Sangeetha W/o.S.Raja, S.F.No.130/12, Methinipuram Village, Srinivasapuram Post, Thiruthani TK, Thiruvallur 631209.Ph.97909-95696, | MDPRM1 | Airtel | Tamil Nadu | GBT
IN-1082216 | MEDUR | 13.3831 | 80.2187 | Medur Village and Post , Ponneri TK | MEDUR1 | Airtel | Tamil Nadu | GBT
IN-1106971 | MEESARAKANDAPURAM | 13.0992 | 79.3879 | Mrs.T.Dhanamalli, Survey No:121/14 Situated at No:172/2, Post Office Street, Chanoor Mallavaram Village, Chanoor Mallavaram Post, Erumbi Via, Pallipet Taluk, Thiruvallur District - 631302.PH: 99436160 | MESAR1 | Airtel | Tamil Nadu | GBT
IN-1060574 | MGRARAL | 13.2061 | 80.0459 | MR.DHASARA NAIDU,MAGARAL VILLAGE,KONAVALLI POST,REDHILLS VIA.,THIRUVALLUR DIST.-PH:9444752281 | MGRAL1 | Airtel | Tamil Nadu | GBT
IN-1264684 | Mukkurampakkam | 13.3332 | 80.0049 | G.Rajendran,S/O GOVINDASAMY, S.F.NO:732/4,NO-678 NEAR RICE MILL ,MUKKURAMPAKKAM MAIN ROAD,GUMMIDIPOONDI TK THIRUVALLUR-601201 | MKRPM1 | Airtel | Tamil Nadu | GBT
IN-1270962 | Manikapuri | 12.9654 | 80.0148 | B.KANCHANA W/O.BASKARAN S.F.NO.50/4,NO.1/26 PILLAIYAR KOIL STREET, AMARAMBEDU VILLAGE, SOMANGALAM POST, SRIPERUMBUDUR TK, KANCHIPURAM DT-632109, 9444342341, 9383332341 | MNKPR1 | Airtel | Tamil Nadu | GBT
IN-1271023 | MANAVUR | 13.1001 | 79.8012 | K.VALARMATHI W/O.KUMARESAN NO.275/W3,BAJANI KOVIL ST,MANAVUR VILLAGE,THIRUTANI TK,THIRUVALLUR DIST. 631210 PH.9842085201 | MNVUR1 | Airtel | Tamil Nadu | GBT
IN-1284007 | Minda sai Ltd | 12.9572 | 79.9816 | Minda Sai Ltd No B7 and B8 Sipcot Industrial Park Vengadu Post Sri perumbudur main road | MSAIM1 | Airtel | Tamil Nadu | RT Pole
IN-1269350 | nemili outer | 12.991 | 79.6194 | K.ANNAMALAI S/O THAMBUKUPPU REDDIYAR NO.6/1,ARAKONAM ROAD ,KAVERIPURAM VILLAGE,NEMILI POST,ARAKONAM TK VELLORE DT.631051 PH.9751524843 | NMILI2 | Airtel | Tamil Nadu | GBT
IN-1265275 | Narasingapuram | 13.4552 | 80.1416 | Muniappa reddiyar,no:129, Mundhi st, chinna natham village, Mangavaram post, gummidipoondi taluk, Thiruvallur district -60120 | NRGPM1 | Airtel | Tamil Nadu | GBT
IN-1082601 | ODAIPAI | 13.2223 | 79.8924 | MR.S.MUNUSAMY, OPP. TO ANJANEYAR KOIL STREET,ODAPPAI VILLAGE,UTHUKOTTAI TALUK,THIRUVALLUR DISTRICT. | ODPAI1 | Airtel | Tamil Nadu | GBT
IN-1082381 | OTHIKKADU | 13.1819 | 79.9297 | Mr.P.SuhaashChandraboss & Mr.P.gangadaran,S.No-281/1,No.54,Punp | OTIKD1 | Airtel | Tamil Nadu | GBT
IN-1265261 | PoochiAthipattu | 13.2014 | 80.0877 | N.MUNIYAMMAL D/O NAGAPPAN,S.F.NO.202/7,BAJANI KOVIL ST,BANGARAMPETTAI,THIRUVALLUR TK, DT.PH.9940480958 | PATPU1 | Airtel | Tamil Nadu | GBT
IN-1061202 | MOTHERSON LTD | 12.8848 | 80.0166 | MR. ROBERT, M/S. KYUNGSHIN INDUSTRIAL MOTHERSON LTD. S.NO. 39-42, 143, ATHANANCHERRY VILLAGE, PADAPAI | PDPPI2 | Airtel | Tamil Nadu | RT Tower
IN-1117002 | Motherson Ltd. | 12.8848 | 80.0166 | Mr. Robert, M/S. Kyungshin Industrial Motherson Ltd. S.No. 39-42, 143, Athanancherry Village, Padapai | PDPPI4 | Airtel | Tamil Nadu | RT Tower
IN-1238698 | DE CO DE TREND- PADAPAI | 12.8913 | 80.0298 | Mr.T.Thanasingh, S/o.Thangadurai, S.F.No.394/4, Farm Road, David Nagar, De Co De Trend Company, Padappai, Chennai 601301. | PDPPI5 | Airtel | Tamil Nadu | GBT
IN-1266326 | Pagalmedu | 13.2379 | 80.0199 | Mr.Suresh, Pagalmedu , Vengal Post uttukottai taluk trivallur dist -601103 cell: 9176862149 GBT 13.237880 80.019860 | PGMDU1 | Airtel | Tamil Nadu | GBT
IN-1127837 | PULIVALAM | 13.0649 | 79.4447 | MR.M.GAJENDRAN S/o.MR.MUNISAMY,S.NO.450A/2X & 450A/2W METTU STREET, PULIVALAM VILLAGE, PULIVALAM POST, WALAJAH TALUK, VELLORE DISTRICT PH : 9943093157 | PLIVM1 | Airtel | Tamil Nadu | GBT
IN-1059726 | PALAVAKKAM | 13.3235 | 79.952 | Mr.V.Natrajan,Sf.No.76/15 & 24/7,Sri Perumal Iti,Perandur Village, Palavakkam, Uthukottai Taluk,Thiruvallur Dist.-602 028.Ph:044-26216143 / 94440-78255 | PLVKM1 | Airtel | Tamil Nadu | GBT
IN-1082561 | PANAMBAKKAM | 13.0914 | 79.8346 | No:115, Pambakkam, Senji (Post), Kadambathur (VIA) | PNBKM1 | Airtel | Tamil Nadu | GBT
IN-1265262 | Panayancheri(Thirunilai) | 13.3057 | 80.0982 | K.MURUGAN and K.CHANDRAN S.F.NO.92/2B,TIRUNILAI VILLAGE,PANAYANCHERI POST,UTHUKOTTAI TK,THIRUVALLUR DT.PH.9080592969 | PNCRY1 | Airtel | Tamil Nadu | GBT
IN-1255329 | PONNERI (IN-1061710) | 13.3348 | 80.1937 | Mr.P.Ansar Ahmed S/o.Abdul Abeez Saib, S.F.No.464/5, Thayumana Chetty Street, Star Rice Mill Complex, Ponneri, Thiruvallur District 601 204. Ph.99405-56161, 95668-14151. | PNRI11 | Airtel | Tamil Nadu | GBT
IN-1275015 | Mudhaliyar Street | 13.3389 | 80.196 | Mr.N.Loganathan No:14/36, Ramachandra Reddy Street, Tiruvayarpadi, Ponneri TN. Pin - 601204. Cell no:9965651799 | PNRI12 | Airtel | Tamil Nadu | RT Tower
IN-1062605 | PANJETTI ROAD | 13.3303 | 80.1878 | MRS.S.LAKSHMI KANTHA, SURVEY NO.324/3C, NO.111, RED HILLS ROAD, PONNERI, THIRUVALLUR DISTRICT -601 204, PH:94436-92104/9894295052 | PNRI6 | Airtel | Tamil Nadu | RT Tower
IN-1239319 | POONDI | 13.2338 | 79.8928 | Mr.S.Christian jesukumar, S/o.Mr.Selvaraj, SF No: 494/24, 15, ponndi village, Thiruvallur tk, Thiruvallur DT-602023, 94432-77461 | PONDI1 | Airtel | Tamil Nadu | GBT
IN-1264676 | Ponnaipakkam | 13.2231 | 79.7406 | V.LEELAVATHI W/O JANAKIRAM,V.GAJAPATHY S/O JANAKIRAM S.F.NO.242/2,SCHOOL ST,NEW PANAPAKAM VILLAGE,NEDUMBARAM POST,THIRUVALLUR TK DT. | POPKM1 | Airtel | Tamil Nadu | GBT
IN-1265274 | Paranampedu | 13.3907 | 80.1505 | Mr.S.Venkatesh, s/o E.S.Subramaniam, Edapalayam village, Gummidipoondi Post, Ponneri taluk, thiruvallur dist -601201cell: 9842559897 | PRPDU1 | Airtel | Tamil Nadu | GBT
IN-1059967 | PULICUT | 13.4184 | 80.315 | MR.M.V.PARANTHAMAN,SFNO:168/1,NO:7,PALAVERKADUVILLAGE,PONNERITK,THIRUVALLURDT-601204, | PULCT1 | Airtel | Tamil Nadu | GBT
IN-1269349 | PUNNAI | 12.9833 | 79.6036 | S.SATHIYAMOORTHY S/O SOMASUNDARAM NO.48,BIG STREET,PUNNAI VILLAGE ,NEMILI POST,ARAKONAM TK VELLORE DT.9488466455 | PUNAI1 | Airtel | Tamil Nadu | GBT
IN-1241775 | ESSKAY CARTONS | 12.9176 | 80.0281 | ESSKAY CARTONS P LTD, 2/295, PUSHPAGIRI, MANIMANGALAM, PADAPPADI - 601301, 27175080, 9600069861, | SKCTN1 | Airtel | Tamil Nadu | RT Pole
IN-1111732 | Sengadu | 13.0313 | 79.909 | T.Gopal, S/o.Thathaiya manthadi, Old SF no: 59/1, new survey no:445/4, sengadu post, mavalan gar vai, sriperumbudur tk, kancheepuram dt-602002, | SNGDU1 | Airtel | Tamil Nadu | GBT
IN-1250417 | SANMEENA | 12.8588 | 79.935 | SANMEENA Automatic mobile Pvt.Ltd,Oragadam Sipcot, | SNMNM1 | Airtel | Tamil Nadu | RT Tower
IN-1253290 | Santhavellore | 12.9161 | 79.8604 | Mr.N.SANKAR S/o.Mr.Narasimhan Naicker, , Survey No.124/3, Situated at Chennai to Bangalore High way, Santhavellore Village, Sri perumbudur Taluk, Kanchipuram District-602106 9894110591, | SNVLR1 | Airtel | Tamil Nadu | RT Tower
IN-1062697 | CAR STREET | 12.9508 | 79.9399 | MR.B.PONPERUMAL,SF.NO.1588,NO.23,SUBATHRA AVENUE,PATTUNOOL CHATIRAM,SRIPERUMPUDUR,KANCHEEPURAM DIST.-602 105.PH:94440-48871/98940-18210 | SPDR13 | Airtel | Tamil Nadu | RT Tower
IN-1076895 | HYUNDAI TEST TRACK | 13.0008 | 80.0049 | HYUNDAI TEST TRACK: Backside of Test track | SPDR30 | Airtel | Tamil Nadu | GBT
IN-1239098 | Apollo Arts & Science | 13.0339 | 80.0136 | 31/12A, 1ST CROSS STREET, | SPDR34 | Airtel | Tamil Nadu | GBT
IN-1060669 | Hyundai(Backside to the parchase Dept) | 12.9918 | 80.0015 | Open land Backside of Parchase department, Hyundai factory, Sriperambdur, Kanchipuram dist. | SPDR37 | Airtel | Tamil Nadu | GBT
IN-1062928 | Jabil circuits India Pvt Ltd. | 12.9511 | 79.9332 | WATER TANK ON HEAD OFFICE OF JABIL CIRCUIT INDIA P.LTD.,CHENNAI DIVISION,NOKIA TELECOM SEZ,SIPCOT INDUTRIAL PARK, NH-4, SRIPERAMBADUR, KACHIPURAM | SPDR39 | Airtel | Tamil Nadu | RT Tower
IN-1127263 | M.G.ROAD SRIPERAMBUDUR | 12.9651 | 79.9459 | MRS.N.MALARKODI,W/O.MR.N.UMAPATHY,SF.NO.761/1,1B,NO.6-MAHATAMA GANDHI GAR,BHARATHIAY SALI,BEHIND BALAJI MARRIAGE HALL,SRIPERUMPUDUR,KANCHIPURAM DIST.-602105.PH: | SPDR42 | Airtel | Tamil Nadu | RT Tower
IN-1277636 | MGR Nagar | 12.9737 | 79.9532 | S Baskar Plot No 8 Rangasamy nagar Suamathi Theatre opposite, Sripurumpudur,Kanchipuram Dt PH - 9894708776 | SPDR73 | Airtel | Tamil Nadu | RT Pole
IN-1061182 | Motherson auto | 12.9383 | 79.9338 | Mother Son Ltd, Chengalpet Raod, Sipcot Area, Sriperumbudur | SPDRM5 | Airtel | Tamil Nadu | RT Tower
IN-1287242 | Kancheepuram | 13.0041 | 80.009 | Hospira Healthcare India Pvt Ltd | SPRM11 | Airtel | Tamil Nadu | RT Pole
IN-1250908 | STEEL STRIPS | 12.8617 | 79.9292 | STEEL STRIPS WHEELS LTD. A-10 SIPCOT INDUSRIAL GROWTH CENTRE, ORAGADAM, VALLAM VILLAGE, SRIPERUMBUDUR TALUK, KANCHEPURAM DIST.602105 | SSWLM1 | Airtel | Tamil Nadu | RT Pole
IN-1097513 | SIRUVALAYAM | 12.9656 | 79.5339 | Sirualayam(vill),karvur(po) | SVLYM1 | Airtel | Tamil Nadu | GBT
IN-1059425 | SEVAPETTAI | 13.1305 | 79.9665 | G.Rathi, W/O A.Gunasekar,Plot No:25, Dinesh Nagar, S.F.No: 31/1 Of Sevvapettai Village, Thiruvallur Dist. | SVPET1 | Airtel | Tamil Nadu | GBT
IN-1249345 | Thejo Eng | 13.2711 | 80.163 | Thejo Engineering Limited, Factory unit-1 at Irulipattu village, Alinjivakkam post, Ponneri tk, Chennai-600067, | THEJM1 | Airtel | Tamil Nadu | RT Pole
IN-1251923 | THIRUMANGALAM KANDIGAI | 12.9404 | 79.8929 | Mr.P.G.Ramanujam, S/o.P.Govinda Reddy,Old S.F.No.63/1, New S.F.No.376/16 & 17, Thirumangalam kandigai Village, Sungavasathiram Post, Sriperumpudur TK, Kanchipuram District. | TKDGI1 | Airtel | Tamil Nadu | GBT
IN-1265259 | Thirukandalam | 13.2449 | 80.0941 | Mr.T.P. Munusamy, S/o Perumal Naidu, no:196, vellalar st, thirukandalam,P.O,uttukottai taluk trivallur dist -601103 cell: 9962926363 | TKDLM1 | Airtel | Tamil Nadu | GBT
IN-1274603 | Takolam Railyway Station | 13.0401 | 79.6686 | Mr N Govindasamy S/o Mr Narasan, S.F.No.53/2A,Poigaipakkam Village, Perumuchi Post, Arakkonam Taluk, Vellore District-631002 Ph:9003333452 | TKMRS1 | Airtel | Tamil Nadu | GBT
IN-1061841 | THAKKOLAM | 13.0157 | 79.7319 | M. Padmavathy, W/O. S. Balasubramaniam, Old Sf No. 760/1, New Sf No-132, No. 11, Main Bazaar, Street, Thakkolam Post-631151, Vellore Dt | TKOLM1 | Airtel | Tamil Nadu | RT Tower
IN-1248986 | Kosavanapalayam | 13.1457 | 79.8732 | R.Govindaraj, S/o.Mr.Raghavan, SF No:279/3B, Bazaar street, Kosavanpalayam, Thirupachur post, Thiruvallur Dt-631209, | TKPLM1 | Airtel | Tamil Nadu | GBT
IN-1059371 | THIRUVALANGADU | 13.1297 | 79.7761 | S.Mahalingam, Sf No: 134/1B, Thiruvalangadu Village, Tirutani Tk, Thiruvallur Dist. Ph: 94448-63912, 044-27872281 | TLNGD1 | Airtel | Tamil Nadu | GBT
IN-1248988 | Pudur | 13.1847 | 79.8128 | Mr.E.Venugopal, S/o.Erraiah Naidu, S.F.No.768, Thiruvallur to Thiruthani NH Road, Pudur Via, Kunnavalam Post, Thiruvallur TK, Thiruvallur District.602023.Ph.99526-75690. | TPUDR1 | Airtel | Tamil Nadu | GBT
IN-1251559 | Mel Tiruttani | 13.1765 | 79.6133 | Mr.T.S.Seenivasa chetty, S/o.Swaminatha chetty, SF No:107, stuart pet, Tirutani tk, Thiruvallur DT-631209, 9994047111, 9443226318 | TTNI5 | Airtel | Tamil Nadu | RT Tower
IN-1267416 | Mel tiruttani | 13.1772 | 79.6179 | MRS,SIVAGAMI,W/ONEELAGANDAN SF NO:364/7,ARUMUGASAMY KOIL STREET,TIRUTTANI-TK,THIRUVALLUR-DIST-631209-9445781163 | TTNI6 | Airtel | Tamil Nadu | RT Tower
IN-1249003 | DHARANIVARAKAPURAM | 13.1973 | 79.604 | Mr.G.Balan, S/o.Govindasamy Reddy, S.F.No.158/3,158/9 & 158/13, Tharani Varka puram, Murugampattu Post, Thiruthani Tk, Thiruvallur District.631209.Ph.97518-94693, | TVKRM1 | Airtel | Tamil Nadu | GBT
IN-1061932 | TIRUVALLUR | 13.1218 | 79.9124 | Shanti Kalyana Mantapam,Jn Road, Thiruvallur | TVLR2 | Airtel | Tamil Nadu | RT Tower
IN-1247049 | JN Rd | 13.1256 | 79.9113 | Mr P.Gunasekaran,S/O Pachaiappachari,No169 B,Jawaharlal Nehru Road,LIC Building Opposite,Tiruvallur(Dt).Ph:9443522028, | TVLR22 | Airtel | Tamil Nadu | RT Tower
IN-1289190 | TIRUVALLUR | 13.122 | 79.9245 | Mr K S Damodaran No 15 A Thirukumaran Street Deva Nagar Periyakuppam Tiruvallur Dt 602001 PH 9840817718 | TVLR33 | Airtel | Tamil Nadu | RT Tower
IN-1287524 | HINDUSTAN MOTORS | 13.0994 | 79.8947 | J. Gowtham Raj S/o. Jothilingam V, SF NO - 17/1, Patarai Village, Melnallathur,Tiruvallur -602002 PH 9444437827 | TVLR36 | Airtel | Tamil Nadu | GBT
IN-1061252 | THIRUVALLUR5 | 13.1303 | 79.9405 | Administration block, Borg Warner, No:79, Kakklur Industrial area, Putlur, Tiruvallur dist., Contact Person. Mr.Sridhar @ 99522 11175 | TVLRM5 | Airtel | Tamil Nadu | RT Tower
IN-1253277 | Minda Sai | 13.1298 | 79.9381 | Mindai Sai limited, Plot no:g-42, Sidco industrial Estate, Kakallur, Thiruvallur, -602003, 044-27661989, | TVLRM7 | Airtel | Tamil Nadu | RT Pole
IN-1076900 | VADAMADURAI | 13.2876 | 80.0425 | MR.C.JAYAKUMAR,S/O.CHITTY BABU NAIDU,/MR.C.SRIPATHY,SF.NO.273/1,LAND NEAR GOVT.HIGH SCHOOL | VDMRI1 | Airtel | Tamil Nadu | GBT
IN-1097523 | VENGAPATTU | 13.1232 | 79.4889 | N0 4/5 VENGAPATU POST | VGPTU1 | Airtel | Tamil Nadu | GBT
IN-1112785 | VELIAGARAM | 13.3267 | 79.4244 | Baskaran,Veliagaram Village, Pallipattu taluk, Tiruvallur Dist, | VLGRM1 | Airtel | Tamil Nadu | GBT
IN-1082415 | VILANGADUPAKKAM | 13.1944 | 80.2171 | Mr.Ramu & Elianchezian , Survey No;294/3f17A, & situated at Vilan | VNGKM1 | Airtel | Tamil Nadu | GBT
IN-1245515 | THIRU NAGAR | 13.1281 | 80.0044 | Mrs.S.Hemavathy, W/o..Mr.L.Sankaran, SF No:120/1, 120/1B, House no:2/294, No:87, Veppampattu, Thirunagar, Thiruvalluvar Dt-602024, 9884717049 | VTMPT2 | Airtel | Tamil Nadu | GBT
IN-1246381 | BAHARGAVI NAGAR | 13.1167 | 79.9934 | Mr.C.Ramesh, S/o.Chelliyan, S.F.No.141/2G1A, Bhargavi Nagar, Near Sri Ram Engineering College, Perumal Pattu Main Road, Veppampattu Post & TK, Thiruvallur District.602204. | VTMPT3 | Airtel | Tamil Nadu | GBT
IN-1289191 | Veppampattu Govt school | 13.1182 | 80.0013 | Mr Thulasimuthu, plot no 23, sundarababu nagar,veppampattu, tiruvallur Dt -602024 PH 9444788519 | VTMPT5 | Airtel | Tamil Nadu | GBT
IN-1084992 | PH ROAD | 13.1128 | 79.9123 | Kotheri Nivas, No.59/3, P.H road, manavalanagar, thiruvallur-602001 | 128 | Vodafone | Tamil Nadu | RT Pole
IN-1085009 | THERADI | 13.143 | 79.9086 | Thiruvallure times,E.V.R complex,theradi, thiruvallur-602001 | 130 | Vodafone | Tamil Nadu | RT Tower
IN-1031807 | THIRUPATHI BYPASS ROAD | 13.0947 | 79.6585 | K.Subathra, No.1,Bharathidasan Street, Jothi Nagar, Arakkonam - 631 001. | 405 | Vodafone | Tamil Nadu | RT Tower
IN-1030746 | VENGATHUR | 13.0999 | 79.9329 | A.Masilamani, S.F.No.456/2, Near No.97, Vengathur, Manavala Nagar Post, Thiruvallur Dist. | 441 | Vodafone | Tamil Nadu | GBT
IN-1031804 | SHEVAPET | 13.1261 | 79.9651 | MR. AKITHA MUNUSAMY, NORTH BAZAR STREET, SEVEPATTAI, TVLR DIST | 490 | Vodafone | Tamil Nadu | RT Tower
IN-1030693 | THIRUVALANGADU | 13.1295 | 79.7795 | M.Ganapathy, S.F.No.143/68, South Mada Street, Thiruvalagadu Village, Thiruvallur Dist. | 507 | Vodafone | Tamil Nadu | GBT
IN-1030722 | CHINNA EKKADU | 13.1483 | 79.9128 | Mr.P.Suresh Kumar, Plot No: 93, Mahalakshi gar, Ekkadu Village, Thiruvallur Tk, 94432-45772, 9444780717 | 546 | Vodafone | Tamil Nadu | GBT
IN-1082395 | EGUVARPALAYAM | 13.4495 | 80.069 | Mr.Mr.B.Subramaniyan,S.No-235/2,235/3,235/6,235/7&272/3,Kumarnaya | EGPLM1 | Airtel | Tamil Nadu | GBT
IN-1031887 | ARANI VILLAGE | 13.3304 | 80.0814 | M KUMARAN , S.F. No. 861/ A, Near Door No.2 , Irular Colony, Aarani, Thiruvallur - 601107 | 1548 | Vodafone | Tamil Nadu | GBT
IN-1030927 | SEETHANJERI | 13.2747 | 79.8888 | V.M.ANANDHAN, S.F.No. 222/7B, 8, 9, Sri Vengateshwar Rice Mill, Chiththan Cherry Post, Uthukottai Taluk, Thiruvallur District. | 1552 | Vodafone | Tamil Nadu | GBT
IN-1030870 | PENNALURPETTAI | 13.3441 | 79.8577 | R.DAMODARAN, S.F.No.186/5, Plot No2/72, Jander Street, Pennalur Pettao Post, Uthokottai Taluk, Thiruvalluvar District. | 1599 | Vodafone | Tamil Nadu | GBT
IN-1082721 | KEELNEDUNGAL | 13.264 | 79.5122 | MR.G.VIJAYAKUMAR, KEELNEDUNGAL VILLAGE, PETTAKANDIGAI | KNDNL1 | Airtel | Tamil Nadu | GBT
IN-1082214 | KONASAMUTHIRAM | 13.2744 | 79.4576 | 2. Narasan , 3.Subramani and 4 Sanjeevi, Konasamuthiram Village and post | KNSDM1 | Airtel | Tamil Nadu | GBT
IN-1126133 | PERAMPAKKAM | 13.037 | 79.8181 | P.Kupbai, No:689, Perumal koil street, perambakkam, Thiruvallur DT, 94435 21854 | 1732 | Vodafone | Tamil Nadu | GBT
IN-1128025 | THIRUPPALAIVANAM | 13.4017 | 80.2488 | The executive officer, C/o. B.Boominathan Survey No. 256/4 , Arulmigu Thirupaleeswarar temple, Tirupalaiavanam, Tirupalaivanam village and post, Ponneri Taulk, Tiruvallur District , M:9444057888 | 1781 | Vodafone | Tamil Nadu | GBT
IN-1082586 | NAYUR | 13.2627 | 80.2187 | M.Hairunisha,w/o Muthalif , NO.359\1A1,NAYAR VILLAGE | NAYUR1 | Airtel | Tamil Nadu | GBT
IN-1031937 | SWALPET (IN-1061280) | 13.0875 | 79.6617 | D.Nachikumar, 14/228, Gandhi road, Tirutani main road, Swalpet, Arakonam - 5, 04177-231090 | 2478 | Vodafone | Tamil Nadu | RT Tower
IN-1031166 | MURUGANJERI VILLAGE | 13.0963 | 79.9789 | G.Babha naidu, S/o. Rangasamy naidu, Muruganjery village, araanvayal post, thiruvallur Dt, 98940-39359, 98408-20352, 044-27620352 | 2652 | Vodafone | Tamil Nadu | GBT
IN-1070643 | VALLAKOTTAI | 12.8824 | 79.9339 | Mr.Sai ramji, S/o. Goapakrishnan, 1/16, Amman kovil street, vallakottai, mathur post, kanchipuram DT, 94447-67394 | 2653 | Vodafone | Tamil Nadu | GBT
IN-1128424 | KANNIGAITHAER | 13.2739 | 80.0991 | MR.VETRI AND MR.KUMAR,S/O,MR.BOTHAN,251A,MAIN ROAD, | 2682 | Vodafone | Tamil Nadu | GBT
IN-1124986 | ATHIMANJURPET | 13.2538 | 79.4348 | Mr.Srinivasan.C/o.Srinivasa Kalyana Mandapam,568,Bazaar Street, Athimanjeri Pet (po) | 2984 | Vodafone | Tamil Nadu | RT Tower
IN-1134852 | CHITRAMBAKKAM ROAD | 13.3299 | 79.9028 | MR.E.S.MUNIVEL CHETTIYAR,S/O E.N.SRINIVASA CHETTIYAR ,KALANIAR NAGAR,CARE OF(KOYA THOPPU),CHITRAMBAKKAM (VIA),OOTHUKOTTAI(PO),(TK),TIRUVELLORE(DT),PIN-602026,PH-9952524091. | 3010 | Vodafone | Tamil Nadu | GBT
IN-1116453 | PULLARAMBAKKAM | 13.1678 | 79.8916 | MR.V.RAVI , POONDI MAIN ROAD, PULLARAMBAKKAM VILLAGE & POST , THIRUVALLUR DISTRICT. | 3199 | Vodafone | Tamil Nadu | GBT
IN-1060758 | MOSUR | 13.0699 | 79.7227 | MR.MANOHARAN,SF.NO.390/6B,METTU STREET,CHINNA MOSUR VILLAGE,ARAKONAM TALUK,VELLORE DIST.-631004,PH:04177-329670 | MOSUR1 | Airtel | Tamil Nadu | GBT
IN-1069362 | VLR GUDALLUR | 13.0963 | 79.5164 | Sholiarumugam, village& P.O Gudallur, TLK Arakonnam, vellore.PH:9843331272, 978685809 | 3258 | Vodafone | Tamil Nadu | GBT
IN-1069376 | KARIMBEDU | 13.3252 | 79.5192 | P.MUNIKRISHNAN,KARIMBEDU VILLAGE(PO),PALLIPATTI TALUK,THIRUVALLUR.con:no 9247622796 | 3284 | Vodafone | Tamil Nadu | GBT
IN-1069378 | CHINNANAGAPONDI | 13.1146 | 79.3666 | Mr.ABDUL KADHAR,CHINNANAGAPONDI(PO),PERIYANAGAPONDI,PALLIPATTU TALUK,THIRUVALLUR CON-9283218137 | 3285 | Vodafone | Tamil Nadu | GBT
IN-1031641 | TIRUTHANI BYE PASS ROAD | 13.1811 | 79.6064 | NO:18THORUTHANI,THERU VALLUR-631209 | 3313 | Vodafone | Tamil Nadu | RT Tower
IN-1031752 | J.N.STREET | 13.1338 | 79.91 | S.Rajendran, S.F.No.638 & 639, Plot No.18,Periyakuppam Village, Thiruvallur Taluk & District. | 3318 | Vodafone | Tamil Nadu | RT Tower
IN-1067247 | RETTEMPEDU | 13.4288 | 80.1703 | MR.S.MOHANASUNDRAM, S/O.SRINIVASAN, S.NO.152/11, RETTAMPEDU VILLAGE, THERVAZHI POST, GUMMUDIPOONDI-TK, THIRUVALLUR DIST - 601 201. PH:94441 39093 | RTMPD1 | Airtel | Tamil Nadu | GBT
IN-1101204 | VEERAKOVOVIL MOTUR | 13.12 | 79.3919 | MR.T.GANGADHARAN, S/O.THANGAVELU MUDALIAR, S.NO.477/16, VK MOTTUR, ERUMBI POST, PALLIPATTU-TK, THIRUVALLUR DIST - 631 302. PH:044-2782 0089 | VRKVL1 | Airtel | Tamil Nadu | GBT
IN-1067018 | PERUMPEDU | 13.3588 | 80.2424 | MR.P.N.KANN,S/O.V.RASIMAN,SF.NO.1245/12,NO.478,AGRAHARAM STREET,PERUMBEDU VILLAGE,PERUMBEDU POST,PONNERI TALUK,THIRUVALLUR DIST.-601204.PH:9962136033/9965324374 | PRMBD1 | Airtel | Tamil Nadu | GBT
IN-1101159 | NAMBAKKAM | 13.2359 | 79.8571 | MR.M.RAMESH,S/O.MUNUSAMY NAIDU,SF.NO.58/21,NAMBAKKAM POST,UTHUKOTTAI TALUK,THIRUVALLUR DIST.-602023.PH:94484-49078 | NMBKM1 | Airtel | Tamil Nadu | GBT
IN-1060138 | K.G KANDIGAI | 13.1742 | 79.513 | MR.R.RAMALU,SF.NO.110/3,CHITOOR ROAD,OPP.TO.VINAYAGA SAW MILL,K.G.KANDIGAI,THIRUVALLUR DIST.-631205.PH:94446-31833 | KGKDI1 | Airtel | Tamil Nadu | GBT
IN-1060370 | KATTU PAKKAM | 13.027 | 79.5454 | V.JAYA BHARATHIW/O,VARADARAJAN,113,RAMAR KOVIL STREET,KATTU PAKKAM,ARAKONAM TALUK,VELLORE DIST-632 502-PH-94436 25602 | KTPKM1 | Airtel | Tamil Nadu | GBT
IN-1129797 | SOGANUR COLONY | 13.1062 | 79.5738 | Mr.Panchan @ Panchanathan, SF No: 338/3A, Bearing patta no:881, Sembedu village, arakkonam TK, Vellore DT - 9787252806 | 4097 | Vodafone | Tamil Nadu | GBT
IN-1129678 | VELAGAPURAM | 13.2901 | 79.9379 | Mr.Murugesan, SF No: 26/8. Velakarapuram village, Uthukottai TK, Thiruvallur DT, 9444672726 | 4257 | Vodafone | Tamil Nadu | GBT
IN-1127995 | PARANGI | 13.0995 | 79.5304 | J.SUNDHAR,8/50,THOTTAKAR ST,PARANGI(PO),ARAKOM(TK),VELLUR(DT),94862346862 | 4280 | Vodafone | Tamil Nadu | GBT
IN-1127998 | PARUTHIPUDHUR | 13.0604 | 79.6285 | V.Subramani parathiputhur(vil&po) Arokkanam(t.k.), vellore(DT)-631002 No.9443520268, 9894212909 | 4286 | Vodafone | Tamil Nadu | GBT
IN-1124538 | PUNNAPAKKAM | 13.2381 | 80.0295 | BAJANI KOIL STREET ,PUNPAKAM,UTHUKOTTAI TALUK ,THIRUVALLUR DISTRICT | 4341 | Vodafone | Tamil Nadu | GBT
IN-1134876 | B C N KANDIGAI | 13.1491 | 79.5795 | Mr.D.Dhamothara Naidu, SF No: 66/1, Kovil Street, BCN Kandigai, Kasapavarampatti Post, Thirutani TK, Thiruvallur - 631 211, 99430-58988 | 4366 | Vodafone | Tamil Nadu | GBT
IN-1120652 | NEW DELPHI TVS | 12.8665 | 79.9522 | New Delphi TVS, Oragadam Junction | DELHI1 | Airtel | Tamil Nadu | RT Tower
IN-1123570 | PILLAIPAKKAM | 12.9456 | 79.9629 | A.Vaira moorthy, SF No: 172/2, Pillaipakkam village post, Sreeperumbudur TK, Kanchipuram Dt - 602 105, 99441-34319 | 4395 | Vodafone | Tamil Nadu | GBT
IN-1030691 | S AGRAHARAM | 13.175 | 79.5496 | S.Kesavarajee, S.F.No.115/21, Veeraganallur Road, Koramangalam, Thiruthani Tk, Thiruvallur - 631 205. | 4415 | Vodafone | Tamil Nadu | GBT
IN-1120468 | PARVATHUR | 13.1239 | 79.5098 | S.JAYAPRAKASH REDDY, S/O SEETHRAMOROTHY, PARAVATHUR VILLAGE, ARAKKOM | 4422 | Vodafone | Tamil Nadu | GBT
IN-1123460 | THIRUPANTHIYOUR | 12.9584 | 79.8807 | SMT.K.SHANTHI W/o.MR.KUPPAN,SY.NO.183/12 THIRUPANTHIYOUR VILLAGE, MAIN ROAD, THIRUVALLR TK AND DT PIN- 602 108 PH :9788275863 | TRPDR1 | Airtel | Tamil Nadu | GBT
IN-1106696 | IYANERI | 13.1213 | 79.4576 | MR.P.BOOLOGA REDDY, S/O.KRISH REDDY, S.NO.117/3, BO.1/98, REDDY STREET, IYANERY, VEERATHAM POST, PALLIPET-TK, THIRUVALLUR DIST - 631 303. PH:94444 60154 | IYNRI1 | Airtel | Tamil Nadu | GBT
IN-1030645 | PUDUVENKITAPURAM | 13.2391 | 79.4945 | K.C. Pandammal, K.Chilakaiah Boyadu Sf No 92/27 Door No 2/376/A Pudu Venkata Puram Keechalam Post Pidathur Pet Via Pallipattu Thiruvallur-631208,Ph 986621021 | 5039 | Vodafone | Tamil Nadu | GBT
IN-1113847 | PALLAMANGALAM | 12.9943 | 79.4779 | N.Panchachalam,s/o,rayasamy,Bajai kovil street,Pallamangalam(village)Bavaram post,Arakom (tk)Vellore-632505 | 5083 | Vodafone | Tamil Nadu | GBT
IN-1108909 | PAPARAPAKKAM | 13.0534 | 79.9588 | P.Koteswaran ,S/O.Pachiyappan Naikar ,No:59, Perumal koil street, Paparakkam Village , Thiruvalur TK AND POST , | 5122 | Vodafone | Tamil Nadu | GBT
IN-1116687 | VASANTH NAGAR | 13.0927 | 79.472 | S.Sarala D/o VKMK seelan, Thalikal main Road, Thalikal village &? Post, Arakkonam Taluk, Vellore Dist - 631102. M : 9486436544, 04172-260 940. | 5124 | Vodafone | Tamil Nadu | GBT
IN-1113237 | PUTHARI VILLAGE | 13.0896 | 79.4046 | Chinnasamy, No.1/194, Walaja main road, putheri village, Senoor mallavaram post, Erumbi Via, Pallipattu taluk, Thiruvallur Dist - 631 302. M : 04172 - 202015, 320 543 | 5125 | Vodafone | Tamil Nadu | GBT
IN-1062576 | MOLACHUR | 12.9305 | 79.8751 | MRS.M.AMIRTHAMMAL,S.F.NO.340/6,NO.2/711,SAKAYAMATHA STREET,MOLACHUR,S.V.CHETTRAM,SRIPERUMBUDUR-TK,KANCHEEPURAM DIST-602106.PH:044-27165728 | SPDR18 | Airtel | Tamil Nadu | RT Tower
IN-1060551 | KARANIPATTI | 13.2141 | 80.0638 | MR.P.ELLUMALAI,S/O/PERUMAL,SF.NO.37/2,NO.38/3A,NO.440,RED HILLS TO THIRUVALLUR MAIN ROAD,KARANIPATTI VILLAGE,KODUVALLI,VIAIA AYADI,CHENNAI -600 655PH:94441-23309 | KARAN1 | Airtel | Tamil Nadu | GBT
IN-1062732 | GANDHI ROAD | 13.1443 | 79.9043 | MRS.R.SANTHA, W/O.A.RAMDOSS, NO.83, GANDHI ROAD, THIRUVALLUR. PH: 98947 89850 | TVLR7 | Airtel | Tamil Nadu | RT Tower
IN-1062863 | MANAVALAN NAGAR | 13.1049 | 79.908 | J. VENKATA RAYAN, 3 A , SRIBERUM PUDUR HIGHWAS ROAD, VENKATHUR, VELAUTHA RENDI STREET, THIRUVALLUR? PH- 98949-31892 | TVLR13 | Airtel | Tamil Nadu | RT Tower
IN-1060644 | VELLATHUR | 13.1469 | 79.4398 | MR.D.KIRUBANDAN, S/O.DHASARADHA PILLAI, SF.NO.193/13, NEAR KIRUBANDAN HOME, VELATHUR VILLAGE, RK PETTAI POST, PALLIPET, THIRUVALLUR DIST - 631 303. PH: 044-2784 5582 | VLLTR1 | Airtel | Tamil Nadu | GBT
IN-1083058 | SHG KRISHNAPURAM | 13.0794 | 79.4391 | MRS.SAMUNDESWARI W/O MURUGESH,148-AVT NAGAR VILLAGE,KARIKAL POST,SOLINGAR VIA, WALAJA TK,VELLORE-631102,PH-04172-261232,CELL-9843945502 | 5438 | Vodafone | Tamil Nadu | GBT
IN-1060329 | PULIKULAM | 13.3148 | 80.2128 | MR.R.VASANTHA,W/O.RAJAMANI,SF.NO.-12,NEW SF.NO.498,NO.50,PERUMAL KOVIL STREET,PULIKULAM VILLAGE,PONNERI TALUK,THIRUVALUR DIST.-602 024.PH:9944237072 | PLKUM1 | Airtel | Tamil Nadu | GBT
IN-1128196 | THERUOLI | 13.4367 | 80.1384 | MR.SHANKAR,S/O. Thulukananam, Thamburetti palayam, Theruali, Gumudipoondi Tk, Thiruvallur DT, MOBILE.92452-59770 | 5453 | Vodafone | Tamil Nadu | GBT
IN-1083046 | AKM KILKUPPAM | 13.1124 | 79.6758 | MR.S.RAJENDRAN,NO.1/60,BAJAI KOIL STREET,KILKUPPAM VILLAGE,ARROKOM TALUK,VELLORE DIST | 5463 | Vodafone | Tamil Nadu | GBT
IN-1082670 | KONDAMANELLUR | 13.4804 | 80.0488 | DASARATHA NAIDU,S/O GOVINDA NAIDU,INDIRA NAGAR,KONDAMANELLUR,EDUR POST,GUMIDIPOONDI TK,THIRUVALLAVUR DT,601201PH:9710208332 | 5482 | Vodafone | Tamil Nadu | GBT
IN-1081314 | KATUR COLONY | 13.3571 | 80.3001 | Mr. Varadarajan # 189, Gangaiamman Koil Street Kattur ( Post) Minjur ( Via) Ponneri Taluk - 601 203 Tiruvallur District M : 98415 47251 | 5499 | Vodafone | Tamil Nadu | GBT
IN-1233261 | METHIPALAYAM, | 13.4929 | 80.1148 | MR.M.E.KALATHI,METHIPALAYAM VILLAGE,ELAVUR POST,GUMMIDIPOONDI(TLK),THIRUVALLUR(DST).MOB NO:9944805021. | 5512 | Vodafone | Tamil Nadu | GBT
IN-1083412 | KUMARRAJAPET | 13.3014 | 79.4447 | V.GOPAL,S/O RAJA REDDY,KUMAR RAJA PETTA,PALLIPATTU P.O,TK,THIRUVALLUVAR DT,9442810947 | 5610 | Vodafone | Tamil Nadu | GBT
IN-1083642 | Kodakkal | 13.0655 | 79.4185 | SANTHANAM,W/O NADESAN,2-255,TANK STREET,KODAIKAL POST,VILLAGE,WALAJA,TK,VELLORE DT,04177291134 | 5632 | Vodafone | Tamil Nadu | GBT
IN-1107049 | CHIVVADA | 13.2762 | 79.6754 | MR.MANIRATHINAM, NAGALAPURAM ROAD, CHIVVADA VILLAGE & POST, THIRUTHANI TALUK, THIRUVALLUR DISTRICT .PH: 9443211143 | CHVVD1 | Airtel | Tamil Nadu | GBT
IN-1123365 | SAYANAVARAM | 12.9841 | 79.6497 | MRS.B.VIJAYA,W/O.BALARAMAPELLAI,NO.185,SAYAVARAM VILLAGE AND POST,ROAD STREET,ARAKOM TALUK,VELLORE DIST.- | SYNVR1 | Airtel | Tamil Nadu | GBT
IN-1108907 | GUMMDIPOONDI BSC | 13.387 | 80.1348 | MR.ARUMUGAM,S/O.MR.T.ALAM,NO.60/66,NH ROAD,VERKADU,GUMMIDIPOONDI TALUK,THIRUVALLUR DIST.PH:9441477004 | 5998 | Vodafone | Tamil Nadu | GBT
IN-1031429 | IRUNGATTUKKOTTAI(KEWIN APPARELS) | 12.9878 | 80.0072 | Kelvin Apperals, No 33, 34, Irungattu Kottai industrial Park, Sri Perumpudur. Contact Mr. Cheenu | 6252 | Vodafone | Tamil Nadu | RT Tower
IN-1059417 | PONPADI | 13.228 | 79.5951 | M.Balan, Comprised In 156/8& 158/11 Of Ponpadi Village, Thirutani Tk-631203.Ph:98949-21238 | PONPD1 | Airtel | Tamil Nadu | GBT
IN-1030582 | SALAI VILLAGE | 13.094 | 79.5553 | , S.No.383B/7,Minnal Village, Arakkonam Taluk, Vellore Dt. | 6534 | Vodafone | Tamil Nadu | GBT
IN-1231890 | ORATHUR | 12.8478 | 80.0172 | GANDHALAN, S/0 AAT, 1/185 ORATHUR MAIN ROAD, KARANUR(P.O), KANCHEEPURAM-603203. PH:9380589447. | 7234 | Vodafone | Tamil Nadu | GBT
IN-1083285 | ARUNGULAM | 13.2317 | 79.6768 | MR.T.SRINIVASAN(VILL PERSIDENT), ARUNGULAM VILL &PO, THIRUVALANGADU UNION, THIRUTHANI TK | ARUNM1 | Airtel | Tamil Nadu | GBT
IN-1082682 | RAMAPURAM | 13.1812 | 79.7118 | MR.KANIYA IDU,SF.NO.146/21,RAMAPURAM VILLAGE | RAMAP1 | Airtel | Tamil Nadu | GBT
IN-1240115 | VELUR_PLYM | 13.1506 | 79.7011 | Mr.P.Kanthimani, W/o.Mr.Panneerselvam, SF No: 74/6, konalam village, mudhur post, Arakkonam tk, vellore Dt-631003, ,96779-88651, 92451-03409 | 7313 | Vodafone | Tamil Nadu | GBT
IN-1242175 | KUNNATHUR | 13.0618 | 79.5317 | G.Selvaraj, S/o.Mr.Govindaraj, SF No:88/1, & 90, kunnathur village, kunnathur post, minnale via arakonnam tk, Vellore DT-632510, '09886350689, 9786334796, 9741326235 | 7376 | Vodafone | Tamil Nadu | GBT
IN-1121675 | EIRUPALLI KUPPAM | 13.34 | 80.2708 | NO.6, PERUMAL KOIL STREET, VELLORE POST, PONNERI TALUK, TVLR DIST | ERPKM1 | Airtel | Tamil Nadu | GBT
IN-1240109 | THOMUR METTUPLYM | 13.2252 | 79.8149 | Mr.K.Gopal, S/o.Muniyappa reddy, SF No:221/4, mettupalayam vilalge, sendrapalayam post, thiruvallur tk, thriuvallaur dt-602303 | 7513 | Vodafone | Tamil Nadu | GBT
IN-1245402 | ULUNDAI | 13.0077 | 79.8975 | M.Prabakaran S/o.Mastan Naidu, M.Rani W/o.Mastan Naidu,Old S.F.No.333/1 New S.F.No.397/8 No.1/84, Gandhi Street, Ulundai,Thiruvallur TK, Thiruvallur District.602105.Ph.9444865724. | 7740 | Vodafone | Tamil Nadu | GBT
IN-1243918 | MAPPEDU | 13.032 | 79.8546 | VELANKANNI,W/O PARANTHURAMAN,OLD NO.2/242,NEW NO.2/305, MAPPEDU,THIRUVALLUR-631402. | MPPED1 | Airtel | Tamil Nadu | GBT
IN-1255552 | ALLIKUZI | 13.2643 | 79.7866 | V.Sekar, S/o.Venuchettiar,S.F.No.173/2, 173/3, Poondi Via, Alikuzhi Village Post, Thiruvallur 602 023.Ph.044-27693122. | 7772 | Vodafone | Tamil Nadu | GBT
IN-1082364 | MANNAVEDU | 13.2203 | 79.9425 | Mrs.R.Sudha Padmini,SF.No-236/1A,Mannavedu Village And Post,Thiru | MANNA1 | Airtel | Tamil Nadu | GBT
IN-1253423 | Pattadai IV (Venkatarajakuppam) | 13.3153 | 79.4196 | Mr.C.Duraisamy, S/o.Mr.Chinnaiya chetty, SF No:136.7B, vinayagar koil street, venkatarajakuppam village, venkatarajakuppam post, pallipatti tk, thiruvallur DT-631207, 99406-80307, 94454537470 | 9553 | Vodafone | Tamil Nadu | GBT
IN-1262785 | DEVANPATTU | 13.4521 | 80.1977 | Mr.C.Ramu, S/o.Chokkalinga Mudaliyar, SF No:43/5, Devampattu village, Ponneri Tk, Thiruvallur Dt-601201, 9629791943, 044-27942010 | DVMPT2 | Airtel | Tamil Nadu | GBT
IN-1067378 | SRIKALIKAPURAM | 13.1437 | 79.4053 | M ESWARAN S/O MANIKA REDDY S.F. NO 236/3 NO.1/73 VANNIYAR STREET, SRIKALIKAPURAM VLL. & PO. PALLIPATTU TK. ERUMBI VIA THIRUVALLUR DT.631302 PH:044-27890223 | SKLPR1 | Airtel | Tamil Nadu | GBT
IN-1060309 | SAI NAGAR | 13.0729 | 79.6703 | MR.A.SUGUMAR , NO:19/1 SAI NAGAR,KANCHIPURAM ROAD,ARAKKONAM TALUK,VELLORE DISTRICT. | ARAK8 | Airtel | Tamil Nadu | GBT
IN-1127343 | SENTHAMANGALAM | 12.9889 | 79.6764 | Mr.A.Ibrahim Khan, S/O.Anwar Khan, S.No.192, No.192/4, Main Road, | SENTH1 | Airtel | Tamil Nadu | GBT
IN-1097511 | SIRUNAMALLI | 13.0156 | 79.6202 | COLONY,SIRUMALLI VILL | SRNML1 | Airtel | Tamil Nadu | GBT
IN-1246778 | PULIYAMANGALAM | 13.0867 | 79.7045 | E.Neelakandan, S/o.Mr.Ekambaram, Old Survey no:292/4B/1C, New survey no:296/16, plot no:16, Arakkonam tk, Vellore DT-631004, | PLMGM1 | Airtel | Tamil Nadu | GBT
IN-1257731 | Uthukkotai | 13.3178 | 79.8869 | S.Krishnan, T.S.No.461/2A1 No.60/1, Thiruvallur Road, Utthukottai TK, Thiruvallur District. 602026. | UTKTI2 | Airtel | Tamil Nadu | RT Tower
IN-1117020 | SRF ENGINEERING LTD | 13.4176 | 80.0923 | Srf Enginnering Ltd,Gummidipoondi,Thiruvallur Dist.Contact Person:Mr.Gopalkrishna.C,Contact Number -98420 92011/044-27923212/27923222 | GMPD9 | Airtel | Tamil Nadu | GBT
IN-1079318 | AYALUR | 13.1629 | 79.9862 | Mr.A.K.Narayanan, Survey No:103, situated at Ayyalur | AYALR1 | Airtel | Tamil Nadu | GBT
IN-1123924 | ERUKKUVOY | 13.0597 | 80.0166 | ERKKY1A | ERKKY1 | Airtel | Tamil Nadu | GBT
IN-1111742 | ELIMIYANKOTTUR | 13.0032 | 79.8074 | ELMKT1 | ELMKT1 | Airtel | Tamil Nadu | GBT
IN-1083293 | BUDUR | 13.4206 | 79.9598 | MR. R. PADAMANATHAN S/O RAMANATHAN, VILL.-BUDUR ,POST-SATHAVEDU ,TALUKA-GUMMIDIPOONDI | BUDUR1 | Airtel | Tamil Nadu | GBT
IN-1111697 | EZHICUR | 12.8138 | 79.9143 | Mr.K.Kannayeram, S/o.Kongan, SF No: 264/3, 85, Anna street, Ezhichur post, Singaperumal kovil via, sriperumbudur tk, kanchipuram dt-603204, 9965626792, 98841-58333 | EZCHR1 | Airtel | Tamil Nadu | GBT
IN-1076856 | ILUPAKKAM | 13.4189 | 80.2094 | Mrs.E.Roja, Survey No:49/2, situated at muduliar Village, | ILPKM1 | Airtel | Tamil Nadu | GBT
IN-1246370 | SENGUNDER STREET | 13.1192 | 79.42 | S.Selvam, S/o.Mr.Subramaniyan, SF No:1081, no:99, senkuthar new street, sholingur village, sholingur post, walaja tk, vellore dt-631102, 9677472798 | SLGR4 | Airtel | Tamil Nadu | RT Tower
IN-1083096 | SANTHANAGOPALAPURAM | 13.2465 | 79.6421 | SANTHANAGOPALAPURAM, NEMELI PO, | STPRM1 | Airtel | Tamil Nadu | GBT
IN-1279008 | Vembakkam2 | 12.7792 | 79.9481 | Mr Rajendran, SF NO 169/7, Guruvanmedu salai,vembakkam Village, kanjipuram - 603204 PH - 9626339922 | 10822 | Vodafone | Tamil Nadu | GBT
IN-1250411 | NOKIA3 | 12.8501 | 79.9276 | IBS,Woragadam | NOKIA3 | Airtel | Tamil Nadu | RT Pole
IN-1061534 | MADARPAKKAM | 13.4464 | 80.0039 | Kalluru Mahal, 128, Padirvedu Main RoadMadarpakkam, Tiruvallur Dist. | MDPM1 | Airtel | Tamil Nadu | RT Tower
IN-1062449 | MAMALAN NAGAR | 12.8334 | 79.7134 | MR.V.DILIP SINGH BHONSLE, OLD S.NO.73, 104&106, T.S.NO.2788, OOTAKOOTHAR STREET, MAMALAN NAGAR, KANCHIPURAM DIST - 631 501. PH:94434 32091 | KCPM18 | Airtel | Tamil Nadu | RT Tower
IN-1059869 | PERUMALAI STREET | 12.8468 | 79.7032 | MR. M. KANNAN, NO.2211 & 2213, NO.11 & 13, PERUMAL NAICKER STREET, PERIYA KANCHEEPURAM, KANCHEEPURAM DIST. PH: 044-27260064 | KCPM12 | Airtel | Tamil Nadu | GBT
IN-1245532 | Marudanthotta Theru | 12.8344 | 79.7058 | Mr.K.Vinayagamoorthy, S/o.K.Kristappa Mudaliar, T.S.No.1758/68,69 & 71, New T.S.No.1758/72B & 1758/71, D.No.64/2, Madhuran Thotta Theru, Kanchipuram 631501. | KCPM32 | Airtel | Tamil Nadu | RT Tower
IN-1117997 | KAN RBSC | 12.8351 | 79.7085 | C.N.Chandran,39A,Kamachi Amman Koil Street,Near Yadav Choultry,Kancheepuram.631502 Ph:94432 23316 | IKCH0018 | Idea | Tamil Nadu | RT Tower
IN-1031559 | EASTRAJAST | 12.8375 | 79.7086 | 88, East Raja Veethi, Kanchipuram-2 / MSD Hospital | 1501 | Vodafone | Tamil Nadu | RT Tower
IN-1062569 | PALLALPANCHIAPPAN STREET | 12.8307 | 79.7033 | MR.V.DAMODHARANNAIDU,T.S.NO.425,NO.69,VALLALPATCHAIMMAN STREET,KANCHEEPURAM DIST-631501,PH:9443230180 | KCPM17 | Airtel | Tamil Nadu | RT Tower
IN-1062413 | SGM PILLAI STREET | 12.839 | 79.6994 | NO:14B SANGEETHA VITHVAN NAINAR,PILLAI STREET ,KANCHIPURAM PIN CODE:631501 | KCPM13 | Airtel | Tamil Nadu | RT Tower
IN-1062768 | APPARAO STREET | 12.8447 | 79.7083 | MR.B.THOMAS, TS.NO.1318/9, B 1A, 1318/11, NO.33AB/3, APPARO STREET, BIG KANCHEEPURAM - 631502 PH:044-3720 1360 | KCPM21 | Airtel | Tamil Nadu | RT Tower
IN-1061453 | KANCHIPURAM1 | 12.8381 | 79.7039 | # 19, Kamarajar Salai | KCPM1 | Airtel | Tamil Nadu | RT Tower
IN-1062660 | VIGUNDAPURAM EXTN. | 12.8363 | 79.7087 | MR.V.BALASUBRAMANIYAN,TS.NO.794/3,794/3A2,NO.10/AB/2,GOWRI NIVAS,NAJAREESHWARIR KOIL STREET,KANCHEEPURAM-631502.PH:98940-49802. | KCPM11 | Airtel | Tamil Nadu | RT Tower
IN-1127266 | SEIKAPET | 12.8322 | 79.7073 | M V M Rajaram Shah 9A 9B Psw Street | KCPM26 | Airtel | Tamil Nadu | RT Tower
IN-1031791 | KAMAAL STREET (IN-1061458) TCP | 12.8422 | 79.7025 | K.Savithri, No.5,Jawaharlal Street, Kancheepuram Taluk And District. | 1530 | Vodafone | Tamil Nadu | RT Tower
IN-1083290 | PANGIPET | 12.8498 | 79.6981 | 117/48, Panjupet Big street, | 5117 | Vodafone | Tamil Nadu | RT Tower
IN-1233262 | KONERIKUPPAM | 12.8497 | 79.7182 | Mr.K.Panneerselvam, SF No: 168/4, situated at no: 169/1, Konerikuppam village, kanchipuram DT, 99423-36736 | 5519 | Vodafone | Tamil Nadu | GBT
IN-1077882 | SENGATTUR | 12.3914 | 80.0092 | Mrs.P.Maliga W/O.Mr. I . Pachiyappan , Survey No.75/1A1A2, 1A1A3, 76 Situated at Sengattur Village | SNGTR1 | Airtel | Tamil Nadu | GBT
IN-1083167 | NELVOYPALAYAM | 12.451 | 80.0516 | STREET,GANGALAMMAN KOVIL,NELVOYPALAYAM,PALUR | NLVPM1 | Airtel | Tamil Nadu | GBT
IN-1126349 | ANAIKATTU | 12.4734 | 80.0692 | R.EALUMALAI,S/O,RAMA CHANDARAN,ANNAI KATTU VILL & POST,CHEYYUR-TK,KANCHEPURAM-DT,PH-9843901221 | ANKTU1 | Airtel | Tamil Nadu | GBT
IN-1240083 | NELVOY | 12.508 | 80.0218 | K.Bhuvaneswaran, S/o.Mr.Kandasamy naidu, SF No: 159/1, no:33/44, bajanai koil street, K.Nelvoy village, k.Nelvoy post, cheyyur tk, kanchipuram dt-603312, 94445 63916 | NELOY1 | Airtel | Tamil Nadu | GBT
IN-1082386 | AKKINAMBATTU | 12.4245 | 80.0409 | Mr.T.Thanegasalam,S.No-132/1C2A,Akenambattu Village,Pallur Post,C | AKNBT1 | Airtel | Tamil Nadu | GBT
IN-1083173 | THONDAMANALLUR | 12.4767 | 80.0389 | K.V.MARIMUTHU,S/O.KULU,THONDAMALLURVILL,LATHUR-PO,CHYYUR-TK,KANCHEEPURAM | THMLR1 | Airtel | Tamil Nadu | GBT
IN-1096284 | PERUMBAKKAM | 12.3975 | 80.0338 | KANN THANGAL SALAI,PERUMBAKKAM-PO & VILLAGE,KANCHIPURAM DISTRICT | PERUB1 | Airtel | Tamil Nadu | GBT
IN-1059568 | SEVILIMEDU | 12.8083 | 79.6869 | V.Selvaraj, Sf No. 238/1A1 & 238, Sevilimedu Village, Kanchipuram Dt- , Land Beside Owner Residence. (Acq By Aster) | SVLMD1 | Airtel | Tamil Nadu | GBT
IN-1062614 | KAMATCHIAMMANCOLONY | 12.8187 | 79.703 | MR.D.RAMANI,S.NO.1&2,NO.8,A.S.PARTHASARATHY STREET,KAMATCHIAMMAN COLONY,OPPTOCOLLECTORATE,KANCHEEPURAM DIST-631503. | KCPM14 | Airtel | Tamil Nadu | RT Tower
IN-1062855 | KUMARSAMI STREET | 12.8259 | 79.6969 | MR.C.N.GOPALAKRISHNAN,NO.10,KPK AVENUE,KUMARASAMI NAGAR,THAIYAR KULLAM,KANCHIPURAM DIST.-631501.PH:98423-58035 | KCPM22 | Airtel | Tamil Nadu | RT Tower
IN-1062296 | VELLAKADAI KOVIL STREET | 12.8234 | 79.7093 | Mr.A.Kumaresan,T.S.No.624,No.51,Kottram Palayam Street,Lion Cave,Kancheepuram Dist.-631 501.Ph:93451-44556 | KCPM8 | Airtel | Tamil Nadu | RT Tower
IN-1062820 | MILLAI NAGAR | 12.8089 | 79.7075 | MRM.SIVALINGAM, 68/A, THAMARAI STREET, NEAR PARTHASAERATHI STREET, MULLAI NAGAR, ORIKKAI, KANCHEEPURAM DIST - 631 502. PH:93809 55741 / 044-2723 8325 | KCPM24 | Airtel | Tamil Nadu | RT Tower
IN-1062935 | RAMSAMY NAGAR | 12.8236 | 79.6937 | MR.P.SINGARAVELAN,S/O.DURAI PACHAPPAN,SF.NO.603/2A2,2B & 604/2A2A3 &2BB,NO.7,PLOT NO.24,RAMASAMI STREET,NGO NAGAR,NEAR COLLECTRATE,KANCHIPURAM TALUK,KANCHIPURAM DIST.-631501.PH:94431-37299 /9443342090 | KCPM28 | Airtel | Tamil Nadu | RT Tower
IN-1288771 | Kancheepuram Gem Nagar | 12.816 | 79.6912 | B Palani, Plot no 11, Mullai complex, sivalingam nagar, Sevilimedu, Kanchipuram - 631502 | KCPM42 | Airtel | Tamil Nadu | RT Tower
IN-1082971 | KARANTHANDALAM | 12.7311 | 79.7921 | P.GOVIND RAJ,S/0,PANCHATCHARAM | KRTDM1 | Airtel | Tamil Nadu | GBT
IN-1128455 | VELAKADIKOVIL STREET | 12.8234 | 79.7093 | MR.S.SAMPATH, P.M.S.SALAMMAL KALAYANA MANDABAM, 431-C. | 994 | Vodafone | Tamil Nadu | RT Tower
IN-1061457 | KANCHIPURAM5 | 12.8209 | 79.6975 | Mrs.Palani.Sri Deviki Complex,Ist Cross Street,Gandhi Nagar,Sevellimedu.Mobile(9842958662 S.Karunanidi(Mc)) | KCPM5 | Airtel | Tamil Nadu | RT Tower
IN-1062615 | SINGAVARAYAN STREET | 12.8313 | 79.6966 | MR.K.THENRASU,S/O.K.VAJJIRAVEL,T.S.NO.1139,1139/1&1139/4,NO.4B/2,MANDAPAM STREET,PILLAIYARPALAYAM,KANCHEEPURAM DIST-631501.PH:9443251920 | KCPM16 | Airtel | Tamil Nadu | RT Tower
IN-1127368 | ARPAKKAM | 12.7351 | 79.7599 | Mr.M.Arulprakasam, S/O.D.Masilamani, S.No.540/1, Bajanai Koil Street, | ARKPM1 | Airtel | Tamil Nadu | GBT
IN-1062247 | COLLECTERATE AREA | 12.8256 | 79.7035 | Mr.S.Rajavelu, T.S.No.29/1, Old No.2B, New No.5, K.A.Koil Street, Kanchhepuram Dist.- 631 501. Ph: 98656-22801 (Remarks: Mr.Ganeshkumar Is Running Office In Mr. Rajavelu Building.) | KCPM7 | Airtel | Tamil Nadu | RT Tower
IN-1255547 | KALUR | 12.7807 | 79.7353 | G.LAKSHMINARAYANAN,S/O,GOVINDHARAJAN,VIRUTHUTHANGAL STREET,KALAKATTUR,KANJEPURAM(TK),KANJEPURAM(DT),PH:9380548774 | 7251 | Vodafone | Tamil Nadu | GBT
IN-1106893 | MULLIPAKKAM | 12.6804 | 80.0842 | k.kodhandapan,s/o kempu mudaliyar,main street, mullipakkam vill,manamadhi tk,kanchipuram dt,ph 044-27436040. | MPKKM1 | Airtel | Tamil Nadu | GBT
IN-1127361 | VALLAM | 12.6758 | 80.0074 | Mr.S.Syed Ibrahim, S/O. Syed Shahabudeen, S.No.283/8, No.33/61, | CHPT14 | Airtel | Tamil Nadu | GBT
IN-1062867 | NEW COLONY | 12.6807 | 79.9881 | MR.J.BAKTHAVACHALU,NO.348,2nd STREET,NEW COLONY,TKM ROAD,VALLAM POST,CHENGALPATTU TALUK,KANCHIPURAM DIST.-044-27421395/94447-69082 | CHPT13 | Airtel | Tamil Nadu | RT Tower
IN-1061382 | CHENGALPET1 | 12.6839 | 79.9831 | 37, Thimmarajakulam Street, Chengalpet | CHPT1 | Airtel | Tamil Nadu | RT Tower
IN-1079238 | KOTTAMEDU | 12.7213 | 80.1121 | MR.RAMU,225/2 KATTAMADHAVU VILLAGE,CHENGAM T.K,THIRUVAMALAI (D.T) | KTMDU1 | Airtel | Tamil Nadu | GBT
IN-1086680 | MOSIVAKKAM | 12.6332 | 79.9944 | V.Vijayakumar s/o varadhan ,no 25 mosiuakkm vill,sokandi po,chengalpattu tk,kancheepuram dt,603405,ph 9443639426 | MSVKM1 | Airtel | Tamil Nadu | GBT
IN-1106784 | PERUNTHANDALAM | 12.7037 | 80.0645 | A.Subramani,s/o ayyakalai,n0 2/52 perunthandalam vill,shengalpettu tk,kancheepuram dt,603108,ph 9842339861. | PRNDM1 | Airtel | Tamil Nadu | GBT
IN-1030709 | PERIYAMELMIYUR | 12.6735 | 79.9891 | V.Sadagopan, Door No.42/G, Old Door No.104/4B, Renenur Ward No.1, Municipal Ward No.4, Arukandampoondi, Pudukudiyan Sathiram Street, Thottapalayam. | 564 | Vodafone | Tamil Nadu | GBT
IN-1083239 | VEMBEDU | 12.7459 | 80.1418 | R.THIRUVUKARASU,S/O.RATHA IKAR,1/70 BAIRAVAR KOVIL STREET,VEMBEDU VILL | VEMBD1 | Airtel | Tamil Nadu | GBT
IN-1106861 | SIRUNKUNDRAM | 12.7189 | 80.0859 | N.Muni samy,s/o narayana naikar,no 2/43 serun kundram,senbakkam vill,shengalpet tk,kancheepuram dt,ph 044-37404822. | SRKDM1 | Airtel | Tamil Nadu | GBT
IN-1106938 | ALAGUSAMUTHIRAM | 12.6444 | 80.0182 | 1.Mr.Shanmugam, 2.Mrs.jayalakshmi, 3.Mrs.Kasthuri ,4.mrs.Samboornam, 5.Mrs.Anjalai. Plot NO:4, S.No:182/1, Alagu samuthiram, Chengalpet Taluk | ALGSM1 | Airtel | Tamil Nadu | GBT
IN-1083208 | MADAYATHUR | 12.7052 | 80.1446 | NARAYANAN,S/O.CHANDARAN,NEAR RICE MILL | MDTHR1 | Airtel | Tamil Nadu | GBT
IN-1123457 | NELLIKUPPAM | 12.7501 | 80.1079 | SMT.RANI AMMAL W/o.MR.KAMALA THA MUDHALIR,SY NO 149/10D3 NELLIKUPPAM VILLAGE, CHAMPAKKAM VIA, CHENGALPATTU, KANCHEEPURAM DT 603 108 PH: 9444709119 | NLKPM1 | Airtel | Tamil Nadu | GBT
IN-1109800 | NAGAMEDU | 12.6418 | 79.9216 | Mr. M. Durai, S/o. Muthu, Nagamedu Village, Maruthuvampadi Post, Uthiramerur Taluk, Kanchipuram Dist. Ph.No.97518-61802 | NGMDU1 | Airtel | Tamil Nadu | GBT
IN-1264893 | KARUVAPOONDI | 12.6817 | 79.7555 | S.CHANDRABABU S/O SUBRAMANI CHETTIYAR S.F.NO.183/2A,183/2B,183/2C,KARUVAPOONDI VILLAGE,OZHUGARAI POST,UTHIRAMERUR,TK,KANCHIPURAM DT.PH.9751224097 | KRPDI1 | Airtel | Tamil Nadu | GBT
IN-1239318 | PAVOOR | 12.6993 | 79.7083 | A.PANNER SELVAM,181,MARIAMMAN KOIL ST, PAVOOR VILLAGE,PUDUPALAYAM POST,CHEYYAR TALUK,THIRUVANMALAI DIST.MOBILE : 9655764720 | PAVOR1 | Airtel | Tamil Nadu | GBT
IN-1082590 | PUTHALI | 12.6988 | 79.7793 | L.Devagi , w/o Logadass , 1/37 , Main Road , Puthali Village & Post | PUTHL1 | Airtel | Tamil Nadu | GBT
IN-1109704 | VAYALAKAVUR | 7.9493 | 12.4415 | S.NO.277/1B VAYALAKAVOOR VILLAGE UTHIRAMERUR TALUK, KANCHEEPURAM | VKVOR1 | Airtel | Tamil Nadu | GBT
IN-1096370 | MALAYANKULAM | 12.7078 | 79.8068 | malayankulam vill & post uthiramerur tk | MYKLM1 | Airtel | Tamil Nadu | GBT
IN-1067731 | THIRUPULIVANAM | 12.6632 | 79.7617 | MRS.C.MANGALAMMAL,W/O.CHINTHAMBI,SF.NO.383/13,THIRUPULIVAM VILLAGE,THIRUPULIVAM POST,UTHIRAMERUR TALUK,KANCHIPURAM DIST.-603406.PH:9444430199/044-27596406 | TRPVM1 | Airtel | Tamil Nadu | GBT
IN-1116676 | VENGACHERI | 12.7067 | 79.7526 | G.Arumugapillai,S/o,Govindaraja Pillai,6,Vengacheri,Magaral Post,uthiramerur Taluk,Kanchipuram-631603,Ph-94436-20875 | 5261 | Vodafone | Tamil Nadu | GBT
IN-1097327 | KUNNAVAKKAM | 12.6687 | 79.8221 | Kunnavakam , Post & Village | 5524 | Vodafone | Tamil Nadu | GBT
IN-1233222 | ELACHERI(CHINNA ELACHERI) | 12.7192 | 79.7143 | D.Vellai Gounder, S/o.Duraisamy gounder, SF No: 271/29, Chinna elacherry village and post, Cheiyaru TK, Thiruvannamalai DT-631702, 98436-21976 | 7246 | Vodafone | Tamil Nadu | GBT
IN-1031517 | CHENGALPET | 12.6856 | 79.9837 | Unity Motors,92,GST Road, Chengalpet | 1504 | Vodafone | Tamil Nadu | RT Tower
IN-1030604 | ANJUR | 12.7287 | 80.0178 | R.Natarajan, Mr.R. Natarajan, No 1/9, Perumal koil Street, Singa Perumal koil Via, Land at Bramana Street, Anjur Village, Kanjiupuram 603 204.99941 21666, 94425 88697 | 6513 | Vodafone | Tamil Nadu | GBT
IN-1061383 | CHENGALPET2 | 12.6942 | 79.9792 | 96,Rajaji Street, Chengalpet. | CHPT2 | Airtel | Tamil Nadu | RT Tower
IN-1085047 | CPT ATHUR | 12.7314 | 79.9494 | Maragatham, Railway st, Athur then pandi,Kanchi rd, Athur, Kanchipuram. | 5418 | Vodafone | Tamil Nadu | GBT
IN-1233175 | VAMBAKKAM | 12.7689 | 79.9741 | R.Ravi, S/o.V.S.Ramasamy, S.No:202/4, Venkatapuram village, changelpet tk, kanchipuram dt-603002, 94433-64153 | 7221 | Vodafone | Tamil Nadu | GBT
IN-1253371 | Big Natham | 12.6944 | 79.9719 | 29/19,THATTAN MALAI ST,CHINNA NATAM | CHPT18 | Airtel | Tamil Nadu | RT Tower
IN-1067317 | SETTIPUNYAM | 12.7436 | 79.9912 | MR.M.SANTHANAM,S/O.MADURAI NAICKER,NO.23,JUBLIEE ROAD,SETTIPUNIYAM,CHENGALPET TALUK,KANCHIPURAM DIST.-603404.PH:99650-98024 | SETTI1 | Airtel | Tamil Nadu | RT Tower
IN-1290156 | Akkam Township | 12.7486 | 79.9851 | Mrs.Sornavalli, SF NO 434/2B, Akkam township,Chettipunniyam Village,SPKoil,Chengalpet TK,Kanchipuram | 14539 | Vodafone | Tamil Nadu | GBT
IN-1290158 | IRISH COURT | 12.7259 | 79.987 | C3 Block, IRIS Court, Mahindra Wold City | 14541 | Vodafone | Tamil Nadu | RT Pole
IN-1062884 | CHENGALPET12 | 12.6868 | 79.9823 | MR.V.JANAKIRAMAN, S/O.VEERAPADRAN, T.S.NO.398/2A1, 16/4, ANNAI ILLAM, DR.VARADHARAJAN STREET, VEDHACHALAM NAGAR, CHENGALPET - 603 001. PH:94433 31212/98943 25682 | CHPT12 | Airtel | Tamil Nadu | RT Tower
IN-1253812 | PULIPAKKAM | 12.7063 | 79.9766 | MRs.J.Leelavathi, W/o.Jayaraman, No:87, GST road, DLR thangam viduthi, pulipakkam, Chengalpet tk, kanchipuram Dt-603001, 95851-32249 | CHPT19 | Airtel | Tamil Nadu | RT Tower
IN-1062297 | PERIMANI STREET | 12.6886 | 79.9782 | Mrs.V.Selvi,Old T.S.No.390/2,New T.S.No.390/1A,Present T.S.No.904,No.103,Periyamaniyakara Street, Chengelpet, Kancheepuram Dist.-603 001. Ph:98942-22848 | CHPT4 | Airtel | Tamil Nadu | RT Tower
IN-1062326 | NATHAM | 12.697 | 79.9695 | Mr.K.Rajendran,Old Ts.No.1056/4,New Sf No.1056/1A,No.11-B3,du Street, Big tham, Chengelpet,Kancheepuram Dist.-603 001. | CHPT6 | Airtel | Tamil Nadu | RT Tower
IN-1062480 | GANGAIAMMAN KOIL STREET | 12.6921 | 79.9739 | MR.C.SAMPATH, S/O.CHENGALVARAYAN, T.S.NO.86/4, NO.8, GANGAI AMMAN KOIL STREET, CHENGALPET, KANCHEEPURAM DIST - 603 001. PH:93800 85175 | CHPT10 | Airtel | Tamil Nadu | RT Tower
IN-1255553 | KALIVANTHAPATTU | 12.7753 | 80.0759 | B.Vetrivel, S/o.Balakrishnan, Senbagavalli, W/o.Kannabiran, D.No.3, Gangai Amman Koil Street, Kalivanthupattu Village, Kayarambedu, Guduvanchery Via, Chengalpet TK, Kanchipuram District 603209. Ph.93806-50942. | 7805 | Vodafone | Tamil Nadu | GBT
IN-1245789 | Thenmal pakkam | 12.7424 | 80.0207 | Mrs.G.Muthammal, W/o.Mr.Govindasamy, SF No:224/4, No:2/291, Karumariamman koil street, Thenmelpakkam, Chengalpet TK, Kanchipuram DT-603204, | 7820 | Vodafone | Tamil Nadu | GBT
IN-1106681 | ASAM MEMORIAL COLLEGE | 12.6474 | 80.0475 | MR.T.VEDHACHALLAM,THANRAI MADHURAATHIGESAVA PURAM,PERIYA IRUMPEDU POST,CHENGALPET TALUK,KANCHIPURAM DIST.-603109 | KRPKM1 | Airtel | Tamil Nadu | GBT
IN-1062914 | KANAKOILPETTAI | 12.6094 | 80.066 | MR.D.UVARAJ,S/O.DURAI,SF.NO.1/3,BIG STREET,KAKOVIL PETTAI,THIRUKAIVKONDRAM,CHENGALPATTU TALUK,KANCHIPURAM DIST.-603109.PH:93802-77602/27447826 | TLKM5 | Airtel | Tamil Nadu | RT Tower
IN-1127393 | MANAMATHI | 12.6555 | 80.1177 | Mr.K.Soundarapandian, S/O.Kasi Nadar, Old S.No.232/1A, New S.No.378/41, | MNMTI1 | Airtel | Tamil Nadu | RT Tower
IN-1062725 | BILLIYAR KOVIL STREET | 12.6186 | 80.0564 | Mr.SANMUGASUNDARAM, S/O, ANMALAI, OLD NO:11, NEW NO:14, BILLAYARKOILSTREET, THIRUKAZHIKUNDRAM, KANCHIPURAM(DT). PH:9842108971 | TLKM2 | Airtel | Tamil Nadu | RT Tower
IN-1086065 | EDAIYUR | 12.6067 | 80.0253 | M.muthu,s/o manaikkam,edaiyur vill & po,thirukalikundram tk ,kancheepuram dt,603109,ph 9444886741. | EDYUR1 | Airtel | Tamil Nadu | GBT
IN-1244563 | Siruvadur | 12.6815 | 80.1591 | MR.D.JAYACHANDRAN S/o.MR.K.DAMODARAN,S.NO.157/1 N.SY.NO.157/11 ADMEASURING TO AN EXTENT OF ABOUT 6994 SQ.FT IN SIRUTHAVUR VILLAGE, CHENGALPATTU TALUK, KANCHIPURAM (D.T) PH 9840518826 | SRVDR1 | Airtel | Tamil Nadu | GBT
IN-1111698 | VAZHUDAVUR | 12.5637 | 80.0096 | P.KUPPAN,NO-33,VAZHUVODUR-VILL & POST,THIRUKALU KUNDARAM-TK,KANCHEPURAM-DT,PH-9976442274,9942660947. | VZDUR1 | Airtel | Tamil Nadu | GBT
IN-1030523 | THIRUIKALUKUNDRAM | 12.6028 | 80.057 | J. Senthil, No:64/172, Sadras Road, Thirukalukundram, Kancheepuram-603109. | 1520 | Vodafone | Tamil Nadu | GBT
IN-1060647 | KOTHIMANGALAM | 12.61 | 80.0786 | MR.M.GANESHAN,S/O.MUNNUSAMY,45,MAMALAPURAM ROAD,KOTHIMANGALAM,THIRUKALIKUNDRAM POST,CHENGALPET TALUK,KANCHIPURAM DIST.-603109.PH:94445-16023 | KTMGM1 | Airtel | Tamil Nadu | GBT
IN-1062641 | KAMMALAR PERUYU | 12.6091 | 80.0552 | MR.D.VENUGOPAL, S/O.DURAISAMY, SRI LAKSHMI THIRUMANA MAHAL, DOOR NO.33, KAMALAR STREET, THURUKALUKUNDRAM, KANCHIPURAM - 603 109. PH: 93832 47102 | TLKM3 | Airtel | Tamil Nadu | RT Tower
IN-1062931 | MANGALAM | 12.5966 | 80.0649 | MR.E.SEKAR,S/O.ELUMALAI,SF.NO.103/12A,NEW SF.NO.103/12A5,NO.61,MANGALAM VILLAGE,MANGALAM,THIRUKALUKUNDRAM TALUK,KANCHIPURAM DIST.-603109.PH:9444144011 | TLKM6 | Airtel | Tamil Nadu | RT Tower
IN-1106925 | TATHALUR | 12.5735 | 80.0345 | Mrs.P.Puspalatha, Survey no:52/2c situated at Thathaloor Village, Thathaloor Post, Thirukalukundram Taluk, Kanchipuram District - 600039. Ph:9965885348 | TATLR1 | Airtel | Tamil Nadu | GBT
IN-1082906 | THIRUNILAI | 12.6546 | 80.0891 | S.Ramesh,s/o seetapathy,thirunilai vill,oragdam po,shengalpattu tk,kancheepuram dt, | TRNLI1 | Airtel | Tamil Nadu | GBT
IN-1106503 | PULIPURAKOVIL | 12.5753 | 79.9524 | THOPLAN S/O PALIYAN 17, METTU THERU PULIPARAKOIL VILL. MADHURANTHAGAM TK. KANCHIPURAM DT. PH: 9994541086 | PLPRK1 | Airtel | Tamil Nadu | GBT
IN-1059811 | KALLABIRANPURAM | 12.5757 | 79.9156 | Open Land Of Mrs. Santhari, W/O. Mr. N. Taratheban, No.33, Gst Road, Kallabiranpuram. Madurantakam Tk. Kanchipuram Dist. Ph-9443267205 | KALLA1 | Airtel | Tamil Nadu | GBT
IN-1240361 | Karpaga Vinayagar Engg College | 12.5919 | 79.9187 | S.K.Varadhan, SF No:42/5, Situated near 32, kulampakkam, Malayanur post, Mathuranthagam tk, Padalam, kanchipuram dt-603308, 9443990389 | PADLM3 | Airtel | Tamil Nadu | GBT
IN-1127214 | BANNARI | 12.6266 | 79.8654 | Open Land Near Office, Building(Under Construction), Bannari Amman Apparels Pvt Ltd | BNRAI2 | Airtel | Tamil Nadu | GBT
IN-1030755 | PADALAM | 12.6124 | 79.9263 | M.Selvaraj, S.F.No.373/4, Near Aircell Tower, Pazhamarathur Village, Palayanoor Post, Maduranthgam Tk, Kancheepuram District. | 308 | Vodafone | Tamil Nadu | GBT
IN-1241672 | PADALAM | 12.593 | 79.9503 | Mr.P.S.Vijayaragavan, S/o.Mr.P.V.Srinivasan, SF No: 55/1A, 1B, 2,3,4,5, & 56/1, Vijaya nagar, padalam, mathuranthagam tk, kanchipuram dt-603308, 94432-66729 | PDLAM1 | Airtel | Tamil Nadu | GBT
IN-1107046 | EDAYMBUDUR | 12.6611 | 79.8616 | C Ramasamy s/o Chinkulandai, Edayambudur Vill & Post, Via Salavakkam, Chengalpattu Kanchipuram Tk& Dt 603 107, Ph: 044 27293235 9444331631 | EDYMB1 | Airtel | Tamil Nadu | GBT
IN-1106932 | MALAIVAIYAUR | 12.5938 | 79.8928 | H KAMALAKANNAN S/O V HARIKRISHNA PILLAI # 30 PILLAYAR KOIL STREET, MALAIVAYOOR VILL & POST. MADURANTHAKAM TK. KANCHIPURAM DT. 9444581021 | MLVYR1 | Airtel | Tamil Nadu | GBT
IN-1274942 | Vedavakkam | 12.5633 | 79.8811 | E.CELLAMMAL W/O ELUMALAI S.F.NO. VEDAVAKKAM VILLAGE,POST,MADHURANTHAGAM TK,KANCHIPURAM DT.603634 PH:9677548678 | MPDPT1 | Airtel | Tamil Nadu | GBT
IN-1079433 | PUZUTHIVAKKAM | 12.5891 | 79.8668 | Mr.K.Balasundaram, Survey No;18/4E, situated at Pulutheevakkam Village, Madhuranthagam Taluk, kanjipuram District, ph - 9445167261 | PZVKM1 | Airtel | Tamil Nadu | GBT
IN-1250407 | BOOTHUR | 12.5485 | 79.971 | MR.C.MANNAPPAN S/o.NR.CHELLAPPA NAICKER S.NO.14/1A | BOTHR1 | Airtel | Tamil Nadu | GBT
IN-1074407 | KUMARAVADI | 12.6238 | 79.8969 | MR.E.PARANDAMAN, S/O.K.ELUMALAI NAICKER, S.NO.296/8, OPP. TO KOMMATHAMMAN KOIL, KUMARAVADI VILLAGE, PALLIYAGARAM POST, MADURANTHAGAM-TK, KANCHIPURAM DIST - 603 107. PH:99403 45475 | KMRVD1 | Airtel | Tamil Nadu | GBT
IN-1031116 | CHUNAMBEDU | 12.2567 | 79.9055 | Mrs.S.Kalaiselvi, W/o. Late Saravan, SF No: 992/5, Chetti street, Cheyyur TK, Kanchipuram DT - 603 401, 98431-28189 | 1701 | Vodafone | Tamil Nadu | GBT
IN-1082995 | PERUKKARANAI | 12.3912 | 79.8687 | Perukaranai (vill)&Post), | PRKRN1 | Airtel | Tamil Nadu | GBT
IN-1096421 | SIRMAILUR | 12.3167 | 79.8438 | 41,FIRAT STREET,SIRMAILUR VILL &POST, | SRMLR1 | Airtel | Tamil Nadu | GBT
IN-1082649 | SIRUNAGAR | 12.3204 | 79.8849 | MR.S.GOVINDARAJ,S/O.SRIRAMALU,SF.NO.64/1,SIRUNAGAR VILLAGE | SRNGR1 | Airtel | Tamil Nadu | GBT
IN-1079412 | ARASUR | 12.2827 | 79.8642 | Survey No;5/1A, situated at main Road, Opp to Water Tank,Arasur Village | ARAUR1 | Airtel | Tamil Nadu | GBT
IN-1083182 | NERKUNAM | 12.3302 | 79.8206 | C.MADHIAZHAGAN,S/O.CHALLADURAI,APPAIR LAND | SRKNM1 | Airtel | Tamil Nadu | GBT
IN-1083247 | KADUKALUR | 12.284 | 79.9468 | S.PATABI,S/O.SAMBASHIVAM,MARIAMMANKOVILSTREET | KDULR1 | Airtel | Tamil Nadu | GBT
IN-1077848 | VEDAL | 12.3014 | 79.9672 | R.NATARAJAN,S/0.V.N.RAMALINGANAYAKER,MARIAMMANKOVILSTREET | VDDAL1 | Airtel | Tamil Nadu | GBT
IN-1072435 | BOOTRHU | 12.3192 | 79.9235 | MR.S.GUNA BOOSHANAM,SF.NO.395/3,SEETHA RAM RICE MILL,PONDUR VILLAGE,CHEYYUR TALUK,KANCHIPURAM DIST.-603401.PH:9245160066,044-27501050 | BOOTR1 | Airtel | Tamil Nadu | GBT
IN-1071308 | NUGUMVAL | 12.3438 | 79.8982 | OPEN PLOT OF SHAKTHIVEL MURUGAN,E.ANNADURAI,119,1ST STREET,VIL/POST-NUGUMVAL,CHEYUR TK,DIST-KANCHIPURM,NO-9345178101,044-27596315 | NGMVL1 | Airtel | Tamil Nadu | GBT
IN-1083243 | NEERPAIR | 12.3657 | 79.9197 | P.vasudevan, s/o Periyaswami neerpayar, (vill) &(Post), | NRPAR1 | Airtel | Tamil Nadu | GBT
IN-1083231 | KAYAPAKKAM | 12.3518 | 79.86 | Manikandan,s/o,Kannapillai | KYPKM1 | Airtel | Tamil Nadu | GBT
IN-1061384 | CHENGALPET3 | 12.6705 | 79.9753 | V .Seshachalam S/O Venkata Suba Ready Old No 227/2 New No 277/2, Gst Road, Near District Court Chengalpet, Kanchipuram 603 001. Ph: 9840 66936 & 04114 227348/233027 | CHPT3 | Airtel | Tamil Nadu | RT Tower
IN-1059463 | MAMUNDUR | 12.6578 | 79.9428 | Open Land Mr.rendran, Senthil dan Saw Mill, Athangarai, Mamandur, Maduranthagam Post, Chengalpet Tk. Kanchipuram Dist. Ph-9842965732( Nh-45.(Chengalpet To Padalam)) | MMDUR1 | Airtel | Tamil Nadu | GBT
IN-1067112 | PV KALATHUR | 12.6149 | 79.9745 | MR.A.GAJENDHARAN, S/O.ALAGESA NAICKER, S.NO.1195/54, NO.165/4, MEL STREET, PV KALATHUR VILLAGE, PV KALATHUR POST, THIRUKALUKUNDRAM-TK, KANCHIPURAM DIST - 603 405. PH:94451 69508 | PVKLR1 | Airtel | Tamil Nadu | GBT
IN-1030612 | SELAVAKKAM | 12.6701 | 79.8945 | T. Sasikala, S.F.No.54/1A,Salavakkam Village, Kancheepuram District. | 1523 | Vodafone | Tamil Nadu | GBT
IN-1031792 | CHENGALPET COURT | 12.6709 | 79.9759 | Mrs.Rani, 278/2, GST Road, Chengalpet, 98947-32945 | 563 | Vodafone | Tamil Nadu | RT Tower
IN-1083278 | ANOOR | 12.5805 | 79.9751 | V.kasiyammal,w/o Velayutham,no 53 Perumal Koil Street,anoor Vill & Po | ANOOR1 | Airtel | Tamil Nadu | GBT
IN-1128451 | PVKALATHUR | 12.6169 | 79.9775 | K.NITHIYANANDHAM, S/O.KUPPAN, P.V.KALATHUR, | 2992 | Vodafone | Tamil Nadu | GBT
IN-1072705 | VIDYA SAGAR WOMAN'S COLLEGE | 12.5748 | 79.9158 | MR. RAVI, TP2/2, ASCENDAS MAHINDRA IT PARK MAHINDRA WORLD CITY SEZ, NATHAM SUB POST KANCHEEPURAM DIST, CHENGALPETCHENNAI - 60300. PH:9840915968 | CHPTM3 | Airtel | Tamil Nadu | RT Tower
IN-1269255 | MAMANDUR | 12.643 | 79.9315 | Sf.No.724, Periya Allah Street, Maamandur Village and Post, Madurandhagam taluk, Kanchipuram District - 603314 | MMDUR2 | Airtel | Tamil Nadu | GBT
IN-1079280 | OZHALUR | 12.638 | 79.9603 | G.b.murgan,s/o babu,no 103,ambethkar street,248 | OZHLR1 | Airtel | Tamil Nadu | GBT
IN-1106649 | EDAMICHI | 12.6928 | 79.8715 | M.gandhi,s/oMunusmu,pallai,no1/1PallaStreet,edmichiVill,porpandalPo,salavakkmVia,kancheepuram,ph9787476858. | EDMCH1 | Airtel | Tamil Nadu | GBT
IN-1106744 | ANNADHUR | 12.6864 | 79.9102 | Mr.D.Madanagopal, Survey no:89/5 situated Annadhur Village, uthiramerur Taluk, kanchipuram District - 603107, PH:9962173106 | ANNDH1 | Airtel | Tamil Nadu | GBT
IN-1106539 | KAVANIPAKKAM | 12.7211 | 79.894 | S.Selvanayagi,w/o K.Senthamarai Mudaliyar,No 7 Kavanipakkam Village, Porpondal Post,Salavakkam Via,Uttramerur Tk,Kanchipuram dt,603107,ph 044421293116 | KAVAN1 | Airtel | Tamil Nadu | GBT
IN-1061181 | Mammandur_Padalam_Pepsi Foods | 12.6366 | 79.9335 | Administrative Block, Pepsi Foods India Pvt Ltd.Gst Road, Mamandoor, Kanchipuram Dist. | PDLMM1 | Airtel | Tamil Nadu | RT Tower
IN-1031106 | PAVUNJUR | 12.4504 | 80.0035 | M.SAMPATH, S.F.No. 170/2C, Near Door No.2, Church Street, Pavunjure Post, Cheyur Taluk, Kancipuram, Chengarpet - 603 312. | 1836 | Vodafone | Tamil Nadu | GBT
IN-1062222 | CHEYYUR | 12.3515 | 80.0035 | Mrs. Mangayar Karasi, W/O. Mr.Ranganathan, No.1/1921, Bazaar Street, Cheyyur, Kanchipuram Dist- 603302. Ph-044 27531152 (Acq By Capital - Ravikumar- 98425 69336) | CHYUR1 | Airtel | Tamil Nadu | RT Tower
IN-1124263 | ERUMBEDU | 12.3579 | 79.972 | K.POONAMALL,W/O,KANTHA SWAMY,OPP-HOSPITAL,ERUMBEDU-PO & VILL,MATHURATHAGAM-TK,KANCHEEPURAM-DT,9962659290 | ERBDU1 | Airtel | Tamil Nadu | GBT
IN-1083237 | NESAPAKKAM | 12.4249 | 79.9973 | V.RAMANUJAM,S/O.VADAGIRI,DARUKAS NESAPAKKAM,POUNJUR | NSPKM1 | Airtel | Tamil Nadu | GBT
IN-1083225 | Periyavellikadu | 12.4479 | 79.9727 | SURESH REDDIYAR,S/O.V.R.PERMAL REDDIYAR,PERIYAVELLIKADU-VILL.POUNJUR-POST | PVKDU1 | Airtel | Tamil Nadu | GBT
IN-1134831 | KADUGUPATTU | 12.4385 | 80.02 | G.MOHAN,S/O GOVINDARAJ,KADUGUPATTU VILLAGE,PALUR (PO),CHEYYUR (TK),KANCHIPURAM(DT),PIN-603311,PH-9443284491. | 1643 | Vodafone | Tamil Nadu | GBT
IN-1127375 | KATTUDEVATHUR | 12.3972 | 79.9381 | Open Plot Of M.Prabhanandham,S/O-Muthu Krishna Rediya | KTDVT1 | Airtel | Tamil Nadu | GBT
IN-1127921 | CHEYUR WEST | 12.3543 | 79.991 | M.RUKMANI,W/O,MURUGAN,WEST CHEYUR VILLAGE,CHEYUR POST & TALUK,KANCHIPURAM-603302,PH-94439-91312,97878-92227 | 4264 | Vodafone | Tamil Nadu | GBT
IN-1076898 | Z.ENDATHUR | 12.4443 | 79.9355 | Mr.K.Sasikumar, Survey No:479/A, situated at Endathur Village | ZDTHR1 | Airtel | Tamil Nadu | GBT
IN-1109810 | CHINNAVENMANI | 12.2511 | 79.575 | MR.C.THANGAMANI,S/O.CHIDAMBARAM NAIKAR, 21,CHINNAVENMANI VILLMADHURANTHAGAM TK KANCHIPURAM DIST PH-9786654020 | CVMNI1 | Airtel | Tamil Nadu | GBT
IN-1127330 | THACHUR | 12.4971 | 79.9826 | Mrs.Lili Arputham,W/O.Sigamani,Sf.No.200/3,Sevade Thachur Village | THCHR1 | Airtel | Tamil Nadu | GBT
IN-1060101 | VARANAVASI (RANE) | 12.8335 | 79.881 | MRS.P.LAKSHMI,MRS.D.RADHA,SF.NO.204/1,2&3,NEW NO.9/12,NEAR PRIMARY SCHOOL,AGARAM MAIN ROAD,VARANAVASI VILLAGE,VARANAVASI POST,THENERI VIA.,KANCHEEPURAM DIST.-631 604.PH:93809-52993 | VANSI1 | Airtel | Tamil Nadu | GBT
IN-1116682 | THENNERI | 12.8555 | 79.8595 | BALAJI MUDALIYAR S/O O.ELUMALAI MUDALIYAR VALLALAR STREET THENNERI VILL. & PO. KANCHIPURAM 631604 Ph:9965960353 | TNNRI1 | Airtel | Tamil Nadu | GBT
IN-1242218 | Rajampet | 12.7988 | 79.7874 | D.Maheskumar, S/o.Dhasekaram. SF No: 152/A, Sri selva gapathy modern rice mill, No:84, kanchipuram high road, keelottivakkam village, Thimmrajampettai, Iyammpettai via, kanchiipuram DT - 631701, 94433 | RAJAT1 | Airtel | Tamil Nadu | GBT
IN-1264654 | Marutham | 12.8551 | 79.8076 | SARADHAMMA,S.F.NO.67/6,104,MARUTHAM VILLAGE POST,SRIPERUMPUDUR TK,KANCHIPURAM DIST | MRTHM1 | Airtel | Tamil Nadu | GBT
IN-1106553 | NACICKENKUPPAM | 12.8348 | 79.8229 | l.ramadass rediyar,s/o lakshmanan,no 18 rediyar street,106 nacicenkuppam,vthvkadu po,kanchipuram tk & dt,ph 9940735018 | NCKPM1 | Airtel | Tamil Nadu | GBT
IN-1264686 | NATHANALLORE | 12.8029 | 79.8465 | M.DEVARAJAN ,M.BASKARAN S/O MADHAVAN S.F.NO.432/4B,NATHANALLORE VILLAGE POST,WALAJABAD VIA,KANCHIPURAM TK, DT.PH.9380870063 | NTNLR1 | Airtel | Tamil Nadu | GBT
IN-1271728 | ULAVUR | 12.818 | 79.8693 | V.SASIKALA WO.M.VASUDEVAN,S.F.NO.210 I,THEVARIYUMPAKKAM,TANK ROAD,ULLAVUR POST,KANCHIPURAM TLUK DIST. PH.9865238773 | ULVUR1 | Airtel | Tamil Nadu | GBT
IN-1106683 | PUTHAGARAM | 12.8399 | 79.7996 | K.Kumar,s/o koiyamani,puthagaram vill,singadivakkam po,kanchipuram tk & po,ph 9994122963 | PGRAM1 | Airtel | Tamil Nadu | GBT
IN-1061988 | WALAJABAD | 12.7922 | 79.818 | Mr.Venkatasubranyan,17.Gopal Naga Street, Walajabad, Kanchipuram Dist.Ph-04112209901 | WJBAD1 | Airtel | Tamil Nadu | RT Tower
IN-1030716 | AYAMPETTAI | 12.8045 | 79.7627 | R.Kuppusamy, S.F.No.47,Ayyampettai Village, Annai Kamatchi Nagar, Kancheepuram Dt. | 6525 | Vodafone | Tamil Nadu | GBT
IN-1062812 | PATTALAM STREET | 12.8195 | 79.7295 | MRS.P.AMIRTHA LAKSHMI/MADUSUDANAN/PUSPHAVALLI,NO.14-A,PATTLAM STREET,TOLL GATE,CHINNA KANCHIPURAM,KANCHIPURAM DIST.-631502.PH:94432-595859REMARKS:AMIRTHALAKSHMI IS BROTHER IS PADMANABHAN) | KCPM23 | Airtel | Tamil Nadu | RT Tower
IN-1252637 | AYYAMPETTAI | 12.8094 | 79.7542 | Mrs.J.Nagarani, W/o.Jayaraman, SF No: 26/1, Muthyal pettai, kanchipuram DT-631601, | AYYPT2 | Airtel | Tamil Nadu | GBT
IN-1097488 | HYDRA PETTAI STREET | 12.8268 | 79.7113 | NO.23, C/4, HYDRAPETTAI STREET, | KCPM30 | Airtel | Tamil Nadu | RT Tower
IN-1246378 | CHINNA KANCHIPURAM | 12.8223 | 79.7137 | Mrs.T.Tamilselvi @ Tamilarasi, W/o.P.S.Thangaswamy Nattar Town Survery No.108/2B, No.118, Thirukachi Nambi Street, Chinna Kanchipuram, Kanchipuram 631501. | KCPM33 | Airtel | Tamil Nadu | RT Tower
IN-1059667 | THENAMBAKKAM | 12.8144 | 79.7301 | Mr.S.Panner,S.F.No.238/1,Periya Thottam Village,Kancheepuram Dist.-631 501.Ph:044-67274125. | TNBKM1 | Airtel | Tamil Nadu | GBT
IN-1061454 | KANCHIPURAM2 | 12.8294 | 79.7083 | Iob Building # 152-J, Ennaikaran St | KCPM2 | Airtel | Tamil Nadu | RT Tower
IN-1238691 | C.V.M.annamalai nagar | 12.8097 | 79.7161 | Mr.C.Suresh kumar, S/o.Mr.R.Chellapandiyan, SF No: 17/4A, kannikapuram, orikkai, kanchipuram dt-631502, 044-37202414, 93809-18081 | KCPM31 | Airtel | Tamil Nadu | GBT
IN-1261393 | GRT REGENCY | 12.8285 | 79.7066 | Mr.Clinton Walker,No:487,Gandhi Road ,Kanchipuram-631501 | KCPMM1 | Airtel | Tamil Nadu | RT Pole
IN-1059500 | NATTAPETTAI | 12.8208 | 79.7535 | C.Perumal, Sf No. 155, Mettu Street, Nattampettai, Iyampettai Post, Kanchipuram Dt- 631601, Ph-94421 26677, 044-27253677 (Acq By Aster) | NTPTI1 | Airtel | Tamil Nadu | GBT
IN-1084973 | KPM KAMARAJAR STRRET | 12.8362 | 79.7039 | SRI Yugam Agros,No;105,Kamarajar St,Kancheepuram-631501. | 133 | Vodafone | Tamil Nadu | RT Tower
IN-1084970 | KPM Gandhi Road | 12.8284 | 79.7073 | Prakash Silks & sarees,No;87,Gandhi road,Kancheepuram. | 134 | Vodafone | Tamil Nadu | RT Tower
IN-1030770 | THENAMPAKKAM | 12.8134 | 79.7281 | V.Ravi, S.F.No.253/2, Near No.8, Thiruvalluvar Nagar, Militry Road, Thembakkam, Chinna Kancheepuram, Kancheepuram District. | 309 | Vodafone | Tamil Nadu | GBT
IN-1061455 | KANCHIPURAM3 | 12.82 | 79.7197 | # 20, Cv Rajagopal St, Chinna Kanchi | KCPM3 | Airtel | Tamil Nadu | RT Tower
IN-1031662 | ENNAKARASTREET | 11.6789 | 79.75 | S. Santhanam, No.1221/1, Ennaikaran Street, Gandhi Road, Kancheepuram - 631 501 | 1529 | Vodafone | Tamil Nadu | RT Tower
IN-1059410 | PAKKAM | 12.4731 | 79.8544 | Lakshmi, W/O Cittrasu, Sf No: 405/A, Pakkam Village, Maduranthagam Tk, Kanchipuram Dist-60330. Ph; 044-27552702, 94439-89466 | PAKAM1 | Airtel | Tamil Nadu | GBT
IN-1277295 | MELMARUVATHUR | 12.4367 | 79.8319 | R. Uma, W/o.R. Rajendran, No.1/188, Vandavasi road,sothukuppam, kanchipuram Dt - 603319. PH 9443246971 | MLMR5 | Airtel | Tamil Nadu | RT Tower
IN-1127392 | CHITTAMBUR | 12.411 | 79.8905 | MR.A.VISWATH, S/O.RAJARAM REDDIYAR, S.NO.166/3A2, DHALAKSHMI THIRUMA MAHAL, SARAVAMBAKKAM, CHITTANOR POST, MADURANTHAGAM-TK, KANCHIPURAM DIST - 603 313. PH:99427 77839/98657 87638 | CHTMR1 | Airtel | Tamil Nadu | RT Tower
IN-1270170 | ATHUR | 12.3476 | 79.7988 | Mr K Abdulrahiman s/o Kadhar oli No 107 Athur village thozhupedu Post Maduranthagam TK Kanchipuram Dt | AATUR1 | Airtel | Tamil Nadu | GBT
IN-1082969 | IRUMBILI | 12.4096 | 79.8478 | NAVAMANI.J,W/O.JAYARAMAN | IRMBL1 | Airtel | Tamil Nadu | GBT
IN-1096377 | KILPATTU | 12.3676 | 79.7461 | NO-99,KIL PATTU,,MINNAL SITHAMUR VILL AND POST | KIPTU1 | Airtel | Tamil Nadu | GBT
IN-1031362 | MELMARUVATHUR | 12.4376 | 79.8395 | Site Nos. 44,46 & 48, SF No.13 - B/5, 13 - B/6, 13 - B/7A, Sothupakkam Village, Siddahmur Panchayat Union, Achirupakkam Sub Regn. Dist., Cheyyur Circle,Kancheepuram Dist., Melmaruvathur. | 1503 | Vodafone | Tamil Nadu | GBT
IN-1062012 | KADAMALAIPUDUR | 12.3696 | 79.7836 | Mr. V. Murugeshan,Sf No. 176/12, No.6, Gst Road, Kadamalipudur Village, Tholupedu Post, Madhurantakam Tq, Kanchipuram Dist-603310, Ph: 9444300208,044-27523221 (Nh-45 (Acharapakkam To Ongur) | KDMPR1 | Airtel | Tamil Nadu | RT Tower
IN-1134845 | MALUVARAKARANI | 12.4268 | 79.8516 | Mr.Rajangam chettiar, S/o.Mr.Amirthalingam chettiar, SF No:142, Mazhuvankarai village, cheyyur tk, kanchipuram Dt-603309, 9787167975 | 2124 | Vodafone | Tamil Nadu | GBT
IN-1107088 | POLAMBAKKAM(BRAKES INDIA) | 12.4287 | 79.8849 | Pollambakkam, Vellore Dt | 5784 | Vodafone | Tamil Nadu | GBT
IN-1246228 | Cadhi parasakthi college | 12.4254 | 79.8299 | Mr.V.Vaidyanathan, S/o.N.Veera Raghava Reddiyar, S.F.No.116/4A2A, Gangai Amman Koil Street, Melmaruvathur Village & Post, Cheyyur TK, Kanchipuram District. | MLMR3 | Airtel | Tamil Nadu | GBT
IN-1264901 | MORAPAKKAM | 12.4991 | 79.8528 | S.Manujla W/O.SHANKAR SF.NO.168/3,MARIYAMMA COVIL ST,MORAPAKKAM VILLAGE PSOT,MADURATHANGAM TK,KANCHIPURAM DIST.603306 | MRPKM1 | Airtel | Tamil Nadu | GBT
IN-1059159 | MELVALAMPATTY | 12.5433 | 79.9062 | C.Govindraj, Sf No: 6274/8, Karunguli Village, Maduranthagam Tk - 603 305, Kanchipuram Dt / 04115-267561 / 267965 | MLPTI1 | Airtel | Tamil Nadu | GBT
IN-1079146 | PERUVELI | 12.4299 | 79.9104 | Survey No:301/7,301/8 & 301/9 & situated at Peruveli village, | PRVLI1 | Airtel | Tamil Nadu | GBT
IN-1062138 | KARUNGUZHI | 12.5323 | 79.9027 | T.Vetrivel, S.No. 408/16 & 408/13B,Pillaiyar Koil East Kilayur Street, Karunkuzhi Special Panchayat, Mathuranthagam Tk, Kanchipuram Dt, Ph: 94436 90633 (Acq By Aster-Madav-99942 36243) | KRNGI1 | Airtel | Tamil Nadu | RT Tower
IN-1061117 | MADHURANDHAGAM | 12.5005 | 79.8917 | MRS.P.PRABAVATHI,S/O.PATTABI,SF.NO.29/8 & 9 AND 20/10,THACHUR ROAD,KADAPERI VILLAGE AND POST,MADHURANTAKAM TALUK,KANCHIPURAM DIST.-630306.PH:94443-14849 | MDRM4 | Airtel | Tamil Nadu | GBT
IN-1124155 | ARYAPAKKAM | 12.5515 | 79.9321 | MR.M.SAMBATHSY.NO.163/9 ARAYAPAKKAM VILLAGE, KEELVALAM POST, MATHURANTHAKAM TALUK, KANCHIPURAM DT PH : 9750809822 | AYPKM1 | Airtel | Tamil Nadu | GBT
IN-1061535 | MADHURANDHAGAM1 | 12.5094 | 79.8867 | Mr Kandhan, Powercomputers,101/1 Hospital Road, Maduranthagam. | MDRM1 | Airtel | Tamil Nadu | RT Tower
IN-1070783 | MADHURANDHAGAM | 12.5118 | 79.8841 | MR.G.SELVAM,S/O.MR.SV.GANDHI,SF.NO.190/1A1A/2B,NO.4,VENKATESHWARA NAGAR,BACKSIDE TO BUS STAND,MADHURANTHAGAM,KANCHIPURAM DIST.-603306.PH:99940-94948 | MDRM5 | Airtel | Tamil Nadu | RT Tower
IN-1087054 | MADHURANDHAGAM | 12.5064 | 79.8901 | MR.M.VIJAYALAKSHMI,W/O.N.K.TRAJAN,OLD SF.NO.3/85,NEW SF.NO.95,NO.7,BAJAI KOIL STREET,KADAPERI,MADURANTHAGAM,KANCHIPURAM DIST.-603306.PH:98940-95143/044-27553536 | MDRM6 | Airtel | Tamil Nadu | RT Tower
IN-1031740 | MADUKKARAI | 12.4663 | 79.8884 | C. Selvamani, S.No:114/4,Madura Mudukarai Village, New Mampakkam Post, Mathuranthagam Taluk, Kancheepuram Dt. | 1522 | Vodafone | Tamil Nadu | GBT
IN-1062750 | PILLAIYARKOVIL STREET | 12.505 | 79.8798 | MR.P.RATHINAM,S/O.PONNUSAMY,33-1,GST ROAD,MADURANTHAKAM,KANCHIPURAM.PH:044-27552509,9443252509 | MDRM2 | Airtel | Tamil Nadu | RT Tower
IN-1060701 | ARUNGUNAM | 12.4939 | 79.913 | MR.A.P.RAVIRAMAN,SF.NO.192/5C &192/6A1,ARUNGUM VILLAGE AND POST,MADURANTHAGAM TALUK,KANCHIPURAM DIST.-603306.PH: | ARGNM1 | Airtel | Tamil Nadu | GBT
IN-1124051 | KINAR | 12.5254 | 79.933 | MARIYAMAN KOVIL STREET,KIR POST,MATHURANTHAGAM(D.K0 | KINAR1 | Airtel | Tamil Nadu | GBT
IN-1060985 | PUDUPATNAM1 | 12.505 | 80.1522 | Survey No. 293/3, Plot No.21&22, Old Vittalapuram Road, Pudupattinam - 603102 | PUDU1 | Airtel | Tamil Nadu | GBT
IN-1082713 | VEERAPURAM | 12.5553 | 80.0936 | V.N.JEATHAN,VEERAPURAM VILL & PO | VRPRM1 | Airtel | Tamil Nadu | GBT
IN-1115389 | PUDUPATNAM ( VAYALUR ) | 12.487 | 80.1376 | B.GAJANDRAN PILLAI,VOYALUR,VIA KALAPAKKAM,YATHVA ST,KANCHIPURAM DISTRICT PIN-603102 MOBILE-9962159283 | 4394 | Vodafone | Tamil Nadu | GBT
IN-1126348 | KADALOOR VILLAGE | 12.4572 | 80.132 | R.ELANGO,S/O,RAJA CHIYATTER,KADALORRE VILL & POST,CHEYYUR-TK,KANCHEPURAM-DT,9443990423, | KDLOR1 | Airtel | Tamil Nadu | GBT
IN-1121671 | NADUVAKKARAI | 12.5484 | 80.0684 | duvakkarai road , chengalpet taluk , Kanchipuram Dt | NADAV1 | Airtel | Tamil Nadu | GBT
IN-1270173 | PUDUPATNAM (KUPPAM) | 12.5139 | 80.141 | Mr N Dhanapal S/o Nadesa kiramani No303 Ilayanarkuppam village Melaperumacheri PO Thirukalukundram TK Kanchipuram Dt603102 | PKUPM1 | Airtel | Tamil Nadu | GBT
IN-1060543 | PUDUPATNAM3 | 12.5116 | 80.1541 | MR.K.GARAJ,S/O.KRISHN/MRS.DEVI,SF.NO.316/2,AMBEDKAR GAR,PUDHUPATTIM,KANCHIPURAM DIST.-603102.PH:99444 66209 | PUDU3 | Airtel | Tamil Nadu | GBT
IN-1060760 | ECR ROAD | 12.5025 | 80.1496 | MR.M.SAMSUDEEN,S/O.MR.MADHARSHA SAHIB,SF.NO.236/3A,NO.367,ECR ROAD,PUDHUPATTINAM,KALPAKKAM POST,KANCHIPURAM DIST.-603102.PH:99527-49830 | PUDU4 | Airtel | Tamil Nadu | RT Tower
IN-1096363 | AZAR NAGAR | 12.5098 | 80.1506 | 7TH DAY ADVENTIST SCHOOL, AZAR GAR ,VILL./POST | PUDU5 | Airtel | Tamil Nadu | GBT
IN-1059350 | VAYALUR | 12.4864 | 80.1244 | Open Land Of Mr.V.Nagappan, No.15/1C, Ecr Road, Vayalur, Kalapakkam Via, Kanchipuram Dist - 603102., Ph-9443887330, 9444749286 | VYLUR1 | Airtel | Tamil Nadu | GBT
IN-1082597 | PANDUR | 12.5358 | 80.0356 | N.Mani , No:13A/152, Neduntheru , Pandoor Village | PADUR1 | Airtel | Tamil Nadu | GBT
IN-1060764 | NERAMBUR | 12.5252 | 80.0736 | MR.K,KUBANDIRAN,SF.NO.75/2C3A,PATTARAIKALANI,NERUMBUR VILLAGE AND POST,THIRUKULAIKUNDRAM TALUK,KANCHIPURAM DIST.-603109.PH:99657-27793 | NRMBR1 | Airtel | Tamil Nadu | GBT
IN-1230891 | TENNANGUR | 12.5524 | 79.6153 | Mrs.Sivakami, W/o. Late MR.T.K.PALANI | 3243 | Vodafone | Tamil Nadu | GBT
IN-1106554 | MAMBATTU | 12.5071 | 79.5667 | Mr SACHITHANDAM S/O Subaramani Koundar,Throbathi Amman kovilstreet,Panthayat Back side ,MambattuVILLAGE,VandavasaiPost& Tk,Thiruvannamalai DSist-604408,Ph- 9865622040 | MMBTU1 | Airtel | Tamil Nadu | GBT
IN-1061974 | VANDAVASI | 12.5039 | 79.6031 | Jvr Complex# 5A, Vinayakam Mudali St, Vandavasi | VNDV1 | Airtel | Tamil Nadu | RT Tower
IN-1252859 | Sannathy St | 12.5021 | 79.6045 | Mr.V.A.Arunachala mudaliar balammal Trust rep. its managing Trustee, Mr.A.Chandrasekar, No:45, sannaathi street, vandavasi tk, Tiruvannamalai DT-604408, 94432-03960 | VNDV5 | Airtel | Tamil Nadu | RT Tower
IN-1082749 | ARASUR | 12.5156 | 79.5429 | P.PERMAL,S/O,POUNGO KOUNDER,KOLATHAKARAI | ASASR1 | Airtel | Tamil Nadu | GBT
IN-1060186 | MUTHU NAGAR | 12.5209 | 79.5856 | MRS.S.NAGAMMAL,W/O.V.SUBRAMANIYAN,MUTHU NAGAR,NEAR YES MAT INDUSTRIAL,MUMMUNI AMMAN PATTU POST,VANDAVASI TALUK,THIRUVANNAMALAI DIST-604 408-PH-98652 47789(REMARKS-MR.MOORTHY IS SON OF MRS.S.NAGAMMAL) | MUTHU1 | Airtel | Tamil Nadu | GBT
IN-1062691 | VANDAVASI | 12.5048 | 79.6121 | MR.A.ABDUL AKEEM, S/O.M.IBRAHIM, S.NO.8/1A, NO.27, KSK NAGAR, VANDAVASI, THIRUVANNAMALAI DIST - 604 408. PH:99421 48214/98653 48712 | VNDV3 | Airtel | Tamil Nadu | RT Tower
IN-1082581 | Melma | 12.6004 | 79.6301 | K.P.GOVINDA SWAMY GOUNDER,NO66 ,KURUMBOOR,MURAGAN KOVIL ST,VERAMPAKAM PO,CHEYARU T.K,T.V.MALI DT,PH 9962322433 | 5360 | Vodafone | Tamil Nadu | GBT
IN-1082802 | MELMARUVATHUR ROAD | 12.4966 | 79.6387 | G.BABU S/O GOVINDANAIDU? SFNO-493/1A1KADAISIKULAMVILLEGE MARUTHADU PO? VANTHAVASI TK? TIRUVANNAMALAI DT?? 04183-262926 | 5460 | Vodafone | Tamil Nadu | GBT
IN-1283029 | VANDAVASI | 12.5093 | 79.6006 | No.149, New T.S. No:6/2, Old survey no.402/1C and 402/2C, Arni Road, Vandhavasi, Thiruvannamalai | VNDV7 | Airtel | Tamil Nadu | GBT
IN-1107066 | KOOLAMANDAL | 12.6856 | 79.6626 | P.Munisamy kiramani, SF No: 151/2B, Koolamandal, cheiyur TK, Tiruvannamalai - 631 701, 9787475567 | 3244 | Vodafone | Tamil Nadu | GBT
IN-1252644 | Mangal Koot Road | 12.725 | 79.6722 | Mrs.K.kasiyammal, W/o.C.Moorthy, SF No:203/1B1, mangal Cross road, Mathur post, Cheyyar tk, Thriuvannamalai DT-631701, 98433-69412, | MGKRD1 | Airtel | Tamil Nadu | GBT
IN-1086048 | BAGAVANDAPURAM | 12.7282 | 79.7057 | KUMARAN,BAGAVANDAPURAM(V),CHINELLACHERI(P),CHEYYAR(Tk),T.V.MALAI(Dt),PIN:631702,PH:9962007968. | BAGAV1 | Airtel | Tamil Nadu | GBT
IN-1106512 | SURUTTAL | 12.7407 | 79.7335 | Mr.S.M.ganapathy, Suruttal Vill, Menalur Post, Cheyyar TK, T V Malai Dist, PH:044-27240221. | SRTAL1 | Airtel | Tamil Nadu | GBT
IN-1111796 | Ukkal | 12.6773 | 79.6834 | UKKAL VILLAGE, VANDAVASI ROAD, CHEYYUR, TIRUVANMALAI | UKKAL1 | Airtel | Tamil Nadu | GBT
IN-1101200 | DUSI MAMANDUR | 13.2672 | 80.1419 | Mr.S.Durai, Mamandur Vill,& Post, Cheyyar TK, T V Malai Dist, PH:9943070258. | DUSMR1 | Airtel | Tamil Nadu | GBT
IN-1086659 | MENALLUR | 12.7496 | 79.7085 | SUBARAMANI,S/O.MUNUSWAMY MUDALIYAR,ESWARAN KOVIL St,MENALLUR(V)(P),CHEYYAR(Tk),T.V.MALAI(Dt),PIN:631702,PH:044-27238873. | MENLR1 | Airtel | Tamil Nadu | GBT
IN-1101177 | UKKAMPERUMPAKKAM | 12.7006 | 79.6683 | S.M.ZAKIR HUSSAINI,UKKAMPERUMPAKKAM VILL,MATHUR POST ,CHEYYAR TH,THIRUVANMALAI DIST ,PH:04182205138 | UKKBM1 | Airtel | Tamil Nadu | GBT
IN-1031115 | MUGAIYUR | 12.3888 | 80.0896 | G.Velayudam, Mugaiyurpattrai, Mugaiyur Post, Cheyur Tk, Kanchipuram Dt, 98943-04089 | 1704 | Vodafone | Tamil Nadu | GBT
IN-1061047 | VILAMPUR | 12.3047 | 80.0069 | S No.61, Vilampur Post, Idaikazhidu Town Panchayat, Cheyyur Taluk, Kanchipuram | VPUR1 | Airtel | Tamil Nadu | GBT
IN-1059344 | MUGAIYUR | 12.399 | 80.0921 | KATTUKOLLAI,MUGAIUR VILLAGE,CHEYYUR (T.K)KANCHIPURAM | MGYUR1 | Airtel | Tamil Nadu | GBT
IN-1060981 | PARAMANKENI1 | 12.3586 | 80.0633 | Survey No. 414/4B, 120, Paramankeni, Sekanankuppam Post, Cheyyur Taluka, Kanchipuram ? 603 305 | PRMK1 | Airtel | Tamil Nadu | GBT
IN-1060922 | KUVATHUR1 | 12.4417 | 80.1111 | Survey No.164, Kuvathur, Kanchipuram | KUVR1 | Airtel | Tamil Nadu | GBT
IN-1252105 | MUDHALIARKUPPAM | 12.3152 | 80.0283 | Mr.S.Utharakumar, S/o.Selvaraj,S.F.No.333/2, D.No.10, Mudaliar Kuppam, Nainarkuppam Post, Cheyyur TK, Kanchipuram 603 305. | MUKPM1 | Airtel | Tamil Nadu | GBT
IN-1252104 | VADAPATTINAM | 12.4218 | 80.1055 | Mr.S.Selvaraj, S/o.Subraya Chettiar, S.F.No.216/1B4, Vadapattinam, Mugaiyur Post, Cheyyur TK, Kanchipuram 603 305.Ph.044-27498126, | VDPNM1 | Airtel | Tamil Nadu | GBT
IN-1030656 | EDAIKALINADU | 12.3046 | 80.0204 | J.Mumthaj Beevi, S.F.No.114/3B1,Panaiyur Village, Seiyur Taluk, Kancheepuram District. | 5043 | Vodafone | Tamil Nadu | GBT
IN-1270567 | SWARNABOOMI | 12.3839 | 80.0575 | New Chennai Township pvt limited, Marg Swarnaboomi, SF No:107/3A, Cheyur TK, Kanchipuram DT | SWRNB1 | Airtel | Tamil Nadu | GBT
IN-1059757 | PERUMBULIPAKKAM | 12.898 | 79.5556 | PERUMPULI PAKKAM VILLAGE,CHENNAI TO BANGALOOR NH | PBPKM1 | Airtel | Tamil Nadu | GBT
IN-1239315 | BALUCHEETY CHATRAM | 12.8774 | 79.6214 | Mrs.S.hemavathy, W/o.s.sekar,SF no:161/3, Annasalai main road, balu chetty chatram, kanchipuram tk, kanchipuram dt-631502, 96292-20635,90033-71984 | BLCHT1 | Airtel | Tamil Nadu | GBT
IN-1060964 | PANAPAKKAM | 12.8922 | 79.5914 | S.R.Perumal Land ,S/O.Rajamanickam,Damal Bye Pass Road,Damal Village,Kanchipuram | PKPM1 | Airtel | Tamil Nadu | GBT
IN-1062909 | KAVERIPAKKAM | 12.906 | 79.4612 | MR.LAKSHMI NARAYANAN,S/O.AGILAL,NO.5/4,RAMARAJ 2ND CROSS,UPSATIR TO INDIAN BANK,KAVERIYAPPAKAM,VELLORE DIST.-PH:9894430842/9894278541 | KPKM2 | Airtel | Tamil Nadu | RT Tower
IN-1127312 | MUSARAVAKKAM | 12.8546 | 79.6025 | Mr.Kr.Murugan,S/O.Ponnusamy Naikkar,Sf.No.712/21 | MSRVM1 | Airtel | Tamil Nadu | GBT
IN-1060912 | KAVERIPAKKAM | 12.9023 | 79.4604 | N.G.Balachandran Land, Arigner Anna Street, Dr.Kalaignar Nagar, Kaveripakkam. | KPKM1 | Airtel | Tamil Nadu | GBT
IN-1265255 | Panapakkam | 12.9253 | 79.5701 | Mr G Sukumaran, Mr G Sundaravadanam and Mr G Selvaraj, Sf.No.24/2B2, Panapakkam Village, Near church, Arakkonam Taluk, Vellore District-631052. | PNKPM2 | Airtel | Tamil Nadu | GBT
IN-1264651 | SIRUNAIPERUGAL | 12.887 | 79.6307 | N.ANNIYAPPAN S/O NAGAPPA NAYAKAR S.F.NO.32/7,43/12,48/4,48/7,SIRUNAI PERUGAL VILLAGE,BALUCHETTY CHATIRAM POST,KANCHIPURAM TK DT.PH.9186670679 | SRPGL1 | Airtel | Tamil Nadu | GBT
IN-1265252 | Thiruparkadal | 12.8863 | 79.4587 | MR.G.KAMALAKANNAN,S/O.GOVINDARAJA MUDALIAR,SF 172/3 ATHIPATHIU VILLAGE,Thiruparkadal Village, Kaveripakkam post, ARAKKONAM TK, VELLORE DISTRICT | TPKDL1 | Airtel | Tamil Nadu | GBT
IN-1030653 | PANAPAKKAM | 12.9213 | 79.5606 | T. Jayanthi, S.No;418/3A & S.No:418/3B Of Panapakkam Village, Netajia Nagar, Panapakkam -631 052. | 1527 | Vodafone | Tamil Nadu | GBT
IN-1059521 | DUSI | 12.7772 | 79.6764 | Open Land Of Mr. D. Palani, C/o. Mr. Karukaran, No.744, Hanumantanpettai, Dusi Post, Thiruvattipuram Tk, T.v Mali Dist. Ph-94426-42358 | DUSI1 | Airtel | Tamil Nadu | GBT
IN-1086149 | VENGALATHUR | 12.8223 | 79.5869 | A.SUBARAMANIYAM,S/O.ARUMUGAM GOUNDER,METU St,VENGALATHUR(V)(P),CHEYYAR(Tk),T.V.MALAI(Dt),PH:9884536627. | VGLTR1 | Airtel | Tamil Nadu | GBT
IN-1030802 | AMACOLLEGE | 12.7859 | 79.6322 | K.Suresh, S.F.No. 131/4A, Thalikkal Village, Seiyaru Taluk, Thiruvannamali District. | 1172 | Vodafone | Tamil Nadu | GBT
IN-1082978 | SUMANGALI | 12.7524 | 79.5653 | M.Ramakrishnan s/o muthu gownder road styeet | SMGLI1 | Airtel | Tamil Nadu | GBT
IN-1251599 | DUSI (IN-1031386) | 12.7898 | 79.6781 | Mrs.Bakkiyalakshmi, W/o.Karthikeyan, No.320 & 321, Madhurayanpettai Street, Mamandur, Cheyyar TK, Thiruvannamalai District.631702. | DUSI02 | Airtel | Tamil Nadu | GBT
IN-1031180 | VEMBAKKAM | 12.7851 | 79.5932 | G.Yuvaraji, SF No: 284/3A7, 2/124, Vaniankula Theru, Vempakkam Post, cheyyar TK, Tiruvannamalai Dt - 604 410 / 9942006734 | 1927 | Vodafone | Tamil Nadu | GBT
IN-1060486 | BRAHMADESAHM | 12.84 | 79.5144 | K.SUNDARA MOORTHY,SF.NO.506,CHEYYAR ROAD,BRAHMMADESAM CHEYYAR TALIK,THIRUVANNAMALAI DIST-632 511-PH-9382667606,9380966758 | BRAHM1 | Airtel | Tamil Nadu | GBT
IN-1113709 | THIRUPANAMUR | 12.7665 | 79.5856 | MR.PACHAIAPPAN GOVUNDER.S/O ELLAPPAN,THIRUPANAMUR VILLAGE,SEIYAR(TLK),THIRUVANAMALAI(DST)..MOB NO:975236315 | 4447 | Vodafone | Tamil Nadu | GBT
IN-1117579 | KEELNELI | 12.7523 | 79.6078 | Thandavarayan,S/O.Vellai Naicker,Kilnelli(V),Sithathur(P),Cheyyar(Tk),T.V.Malai(Dt),Ph:9843568977. | KLNLI1 | Airtel | Tamil Nadu | GBT
IN-1082544 | PALLAVAN COLLEGE | 12.7841 | 79.6559 | MR.S.EKAMBARAN,S/OV.SHREENIVASAN,ANNAI ABHIRAMI NAGAR,VENPAKAM ROAD,PALLAVAN POLYTECHNIC,OPP TO AYANGAR KULAM(P.O),KANCHIPURAM-631502 | 5376 | Vodafone | Tamil Nadu | GBT
IN-1082554 | TIRUPANKADU | 12.7875 | 79.6122 | MR.N.UTHIRADAM S/O NAINA,41-MARIAMMAN KOIL STREET,TRIPANAKADU (VILLAGE),CEIYAR TK,PIN-604410,THRUVENAMALAI DT,CELL-9843306822 | 5377 | Vodafone | Tamil Nadu | GBT
IN-1082985 | HARIHARAPAKKAM | 12.762 | 79.6402 | S.KUMAR,S/O.SENJI GOUNDER,SCHOOL St,HARIHARAPAKKAM(V),MANDI(P) | HRPKM1 | Airtel | Tamil Nadu | GBT
IN-1059263 | WALAJABAD | 12.7896 | 79.8227 | Mr.Annadurai,Raja Street,Near Sv Sugar Mill Office,Bazar Stop,Walajabad,Kanchipuram Dist,Ph-9443256908 | WJBAD2 | Airtel | Tamil Nadu | RT Tower
IN-1106719 | ULLAVUR | 12.7937 | 79.8899 | V.Pannerselvam,s/o vedhachalam,no 170,main road,ullavur,vill & po,changalpat tk,kanchipuram dt,ph9944724016. | ULLVR1 | Airtel | Tamil Nadu | GBT
IN-1060532 | PAALUR | 12.7657 | 79.9155 | MR.P.D.BASKARAN,98.BIG STREET,PALU VILLAGE POST,ATHUR VIA,CHENGALPAT TALUK,KANGIPURAM-603101-PH-9444768561 | PAALR1 | Airtel | Tamil Nadu | GBT
IN-1067689 | THAMMANUR | 12.7637 | 79.8116 | MR.V.ANANDHAN,S/O.VADAPURI NAICKER,SF.NO.290/23,METTU STREET,THAMMANUR VILLAGE,THAMMANUR POST,KANCHIPURAM TALUK,KANCHIPURAM DIST.-631605.PH:9942831058 | TMMNR1 | Airtel | Tamil Nadu | GBT
IN-1106691 | SATHANJERI | 12.7393 | 79.921 | E.Mani,s/o eagambaram,sathanjaery vill & po,vorgetpet via,kanchipuram dt & tk ,603106 ,ph 04427437059, | SHNJR1 | Airtel | Tamil Nadu | GBT
IN-1127384 | PAZHYASEEVARAM | 12.7766 | 79.8691 | Open Land Of Mr.Jayaraman | PZSVM1 | Airtel | Tamil Nadu | GBT
IN-1251910 | Walajabad | 12.7814 | 79.844 | Mr.G.Padmanathan, S/o.Govindaraj, SF No:256/1B, puliyambakkam railway gate post, Walajabad tk, kanchipuram Dt-631605, | PLPKM1 | Airtel | Tamil Nadu | GBT
IN-1116997 | PINAYOOR | 12.7557 | 79.8881 | B.Venkatesan,S/O Balaranan,No 48,Pinayoor Vill,Seethngery Po,Uthramerur Tk,Kanchipuram Dt 603106,Ph 9443366015. | PNYOR1 | Airtel | Tamil Nadu | GBT
IN-1126165 | SANKARAPURAM | 12.7927 | 79.8596 | S.No:298/1A, Palaya Seevaram Village, Kancheepuram Taluk & Dist. | SKRPM1 | Airtel | Tamil Nadu | GBT
IN-1077873 | VADAKKUPATTU | 12.8105 | 79.9397 | Mr.S.Govindarajan, SurveyNo:443/3, Situated at Vadakkupattu Village, | VDPTU1 | Airtel | Tamil Nadu | GBT
IN-1251903 | Kilambi | 12.8603 | 79.6765 | M.Naveen chandra bose, S/o.Mr.Munusami naidu, SF No:38/2, vellore road, sirukaveripakkam village, sirukaveripakkam post, kanchipuram tk, kanchipuram DT, | KILMB1 | Airtel | Tamil Nadu | RT Tower
IN-1113725 | PUTHERI | 12.8434 | 79.6821 | Mrs. Rajeshwari, w/o Mr. Sathiyanathan, Door No. 3/4, Thamarai Pallam Street, Sarvatheertha Melakkarai, Kancheepuram M: 9443638435 | 4445 | Vodafone | Tamil Nadu | GBT
IN-1252748 | Pillayarpalaym | 12.8374 | 79.6943 | S.Kavitha, W/o.Mr.Selvam, TS No:1296/5, Vekavadhi street, Thenkodi, Pillayarpalayam, Kanchipuram tk, kanchipuram DT-631501, 9382747255 | KCPM34 | Airtel | Tamil Nadu | RT Tower
IN-1061456 | KANCHIPURAM4 | 12.8347 | 79.6925 | K.Selvaraj Land, Vacant Land Behind Door No:14, Thiru Metrali Street, Pilliyarpalayam,Kanchee Puram | KCPM4 | Airtel | Tamil Nadu | GBT
IN-1062636 | LINGAPPA STREET | 12.844 | 79.7004 | MR.V.MANOHARAN, S/O.VADIVEL NAICKER, T.S.NO.2331, 2332 & 2333, OLD NO.109, NEW NO.38, SALAI STREET, KANCHEEPURAM DIST - 2. PH:94441 62194 | KCPM20 | Airtel | Tamil Nadu | RT Tower
IN-1062519 | OLIMOHAMMADPETTAI | 12.8501 | 79.6925 | MRS.K.LALITHA,W/O.KUBERAN,NO.9A,OILMOHAMMADPETTAI,VELLOREROAD,KANCHIPURAM-631502.PH:9443485117/044-27277742 | KCPM19 | Airtel | Tamil Nadu | RT Tower
IN-1106837 | MELKADIRPOOR | 12.8385 | 79.6566 | Mr.K.Nagamani, S.NO:496/4G, Melkathirpur village, Kancheepuram District. | MLKPR1 | Airtel | Tamil Nadu | GBT
IN-1106804 | PERUMBAKKM | 12.8484 | 79.5768 | k.Umapathi ,s/o keruvan,mainrad st.bajai koil st,moranvedun po,perumpakkrm vill,kanchipuram dt, | PRBKM1 | Airtel | Tamil Nadu | GBT
IN-1097490 | SIRUNAVELPET | 12.8464 | 79.5422 | Chittaraikal Village,Road Street, | SRNPT1 | Airtel | Tamil Nadu | GBT
IN-1101165 | VISHAR | 12.8308 | 79.6265 | MR.V.SELVAM, VISHAR VILLAGE, KANCHIPURAM | VSHAR1 | Airtel | Tamil Nadu | GBT
IN-1264666 | Thirumalai College | 12.8646 | 79.6583 | K.SIVAGAMI W/O KANNAPAN,S.F.NO.249,259/1B,KILAMBI VILLAGE,KRISHNAPURAM POST,KANCHIPURAM TK DT.PH.9629570880 | KLMBI2 | Airtel | Tamil Nadu | GBT
IN-1030590 | AMMAIPAKKAM | 12.5692 | 80.1393 | Mrs. . garathim, No 2/275-Pullichakaadu, Ammaipuram Road | 6512 | Vodafone | Tamil Nadu | GBT
IN-1060784 | SADRAS | 12.5233 | 80.1631 | MRS.P.JAITHUN BI, W/O.PERIYA PAKKIRI, S.NO.170/5 & 173/11, NO.6/264, PAKKIRI BAI GARDEN, SADRAS BAZZAR STREET, KALPAKKAM, KANCHIPURAM DIST - 602 102. PH:98948 18659 | SDRS3 | Airtel | Tamil Nadu | GBT
IN-1060562 | KUZHIPANTHANDALAM | 12.6239 | 80.1149 | MR.N.ELLUMALAI,S/O.MANJANI NAICKER,OLD NO.2,NEW NO.65,ROAD STREET,KAZHIPPANTHALAM VILLAGE AND POST,THIRUKALAIKUNDRAM,KANCHEEPURAM-603105.PH:044-27443845/99425-40212 | KZPDM1 | Airtel | Tamil Nadu | GBT
IN-1239206 | Kunnathur - Annupuram Township | 12.5637 | 80.1194 | Thirunaukkarasu, S/o DevaRayan Naicker, 1/140 Narasan kuppam,Mulikulathur(po)(Annupuram),Thirukalukundram(T.K), Kanchipuram(Dist),9787424534,9884728354 | KNTHR2 | Airtel | Tamil Nadu | RT Tower
IN-1060023 | KADAMBADI | 12.5956 | 80.1529 | MR.S.MURUGESAN,S.NO.131/2B2,KADAMBADIVILLAGE,THIRUKAZHUKKUNDRAMPANCHAYATUNION&TK,KANCHEEPURAM DIST.PH:044-37405693 | KDMBD1 | Airtel | Tamil Nadu | GBT
IN-1060996 | SADRAS | 12.5198 | 80.1624 | Sundararaj Building (Maharasi Complex) Sadras Gate, Mapps Road, Sadras | SDRS1 | Airtel | Tamil Nadu | GBT
IN-1240088 | PATTIKADU | 12.5917 | 80.1076 | H.Premkumar, S/o.Hari krishnan, SF no: 149, pattikadu village, puliyur post, Thirukalugukundram tk, Kanchipuram Dt-603109, 97887-02674 | PTTKD1 | Airtel | Tamil Nadu | GBT
IN-1121676 | VANGAMPAKKAM | 12.5494 | 80.1422 | VANGM1A | VANGM1 | Airtel | Tamil Nadu | GBT
IN-1059946 | MUTHALAMMAN KOVIL STREET | 12.5256 | 80.1607 | MR.V.PANCHATCHARAM ,S.NOS.158/99,158/81 &158/82 OF MEYYUR VILLAGE, CHENGALPET DISTRICT | SDRS2 | Airtel | Tamil Nadu | GBT
IN-1082647 | KUNNAPATTU | 12.6453 | 80.139 | KUNNAPATTU VILL,MANADHI PO,THIRUKAZHIKUNDRAM | KVPTY1 | Airtel | Tamil Nadu | GBT
IN-1030522 | KALPAKKAM | 12.5208 | 80.1629 | D. Selvakumar, S No , 139/108, Sadras Village, Bazar St, Kalpakkam 603102. Ph | 1524 | Vodafone | Tamil Nadu | GBT
IN-1106855 | SRI ANGALAMAN TEACHERS TRAINING | 12.6239 | 80.1443 | MRS.E.DILLI BAI, S/O.M.K.ETHIRAJ, S.NO.192/2, M/S.SRI VENKATESHWARA MINERAL WATER INDUSTRIAL, NO.151/1, MAMALLAPURAM HIGH ROAD, KARANI VILLAGE, POONCHERI POST, KANCHIPURAM DIST - 603 104. PH:044-2744 | TONRY1 | Airtel | Tamil Nadu | GBT
IN-1127332 | THIRUMALPUR | 12.9358 | 79.6423 | K Kumar S/O Kannappa Mudaliar, No. 442/2 Saranar St. | TRMPR1 | Airtel | Tamil Nadu | GBT
IN-1031142 | PALLUR | 12.9583 | 79.6749 | Bharathi, SF No: 145/2A1A, No:201, Pallur pudiya colony, pallur post, Ganapathypuram road, Arakkonam TK, Vellore - 631 051 / 9380553737 / 04177-248367 | 2186 | Vodafone | Tamil Nadu | GBT
IN-1257629 | Pullalur | 12.9698 | 79.7078 | Mr.G.Natarajan, S/o.Govindaraju, S.F.No.653/36, Pullalur Village, Kancheepuram District.631 553. Ph.99438-75639. | 9599 | Vodafone | Tamil Nadu | GBT
IN-1106999 | KOORAM | 12.9061 | 79.6625 | L.Pachaiyappan,s/o Lakshmanan,Kooram Vill & Po,Pin: 631502,Kanchipuram Tk& Dt,Ph: 9444540239 | KOORM1 | Airtel | Tamil Nadu | GBT
IN-1066963 | PALLUR | 12.9578 | 79.6747 | Thiruppumui Street, Near Thirumalpur Railway station, Pallur Village & Post, Arakkom Taluk, Vellore Dist | PLUR1 | Airtel | Tamil Nadu | GBT
IN-1270964 | SEMBARAMPAKKAM | 12.8978 | 79.6809 | R.CHAKARAVARTHI S/O.RAVI,SEMPARAPAKKAM VILLAGE,KARI POST,KANCHIPURAM TK DIST.PH.9444828719 | SBPKM1 | Airtel | Tamil Nadu | GBT
IN-1240086 | VALATHUR | 12.9636 | 79.7566 | K.Mahendran, S/o.Kollapuri, survey no:400/1, Valathur village, kanchipuram dt- 631553, 9382812366,9786864594 | VALAT1 | Airtel | Tamil Nadu | GBT
IN-1101162 | VELIYUR | 12.9267 | 79.6925 | P.Ganesan,s/o ponnappa naiyaker,12 olakalpattu vill & po,kuram,631502,Kanchipuram tk& dt,ph 996522365. | VLIYR1 | Airtel | Tamil Nadu | GBT
IN-1106789 | OLAKKALPATTU | 12.9173 | 79.6305 | P.Ganesan,s/o ponppa iyaker,12 olakalpattu vill & po,kuram,631502,Kanchipuram tk& dt,ph | OLKPT1 | Airtel | Tamil Nadu | GBT
IN-1109821 | ELANAGAR | 12.6527 | 79.6904 | D.THULASINGAM,ELANGAR VILL & PO,UTHIRAMERUR TK,KANCHEEPURAM DT,PH 27292194,9380288488 | ENGAR1 | Airtel | Tamil Nadu | GBT
IN-1127331 | KARINI MANDAPAM | 12.6215 | 79.7085 | Mr.G.Adhimoolam,S/O.Mr.Gurusamy Nadar,Sf.No.5/1/2A & 3B, | KRMPM1 | Airtel | Tamil Nadu | GBT
IN-1232081 | IRUMBEDU | 12.5614 | 79.7026 | IRMBD1,INFRATEL ,S.THIYAGARAJAN,S/O.SUBRAMANI,182/ | IRMBD1 | Airtel | Tamil Nadu | GBT
IN-1079326 | MENALUR | 12.5838 | 79.741 | Survey No:292/4 situated at Menalur Village | MNLAR1 | Airtel | Tamil Nadu | GBT
IN-1069425 | KALYAMPOONDI | 12.6378 | 79.7184 | Mrs.SUSHILLA,W/O MOHAN,KALAYAMPOONDI(VILL&PO),UTHIRAMERUR TK,KANCHIPURAM,PP-04427272656, 9976870146 | 3329 | Vodafone | Tamil Nadu | GBT
IN-1236837 | MANAMBATHY KANDIGAI | 12.6285 | 79.6815 | Smt. B.Luciarani, W/o. B.M.Balasamy, SF No: 424/1A1, Manapathikandigai Village, Uthiramerur TK, Kanchipuram DT , 9787691304 | 4353 | Vodafone | Tamil Nadu | GBT
IN-1106895 | ALATHUR | 12.5856 | 79.6807 | MRS.V.KASTHURI,S.NO.167/24 THERADI STREET,ALATHUR VILLAGE AND POST,UTHIRAMERUR TALUK,KANCHIPURAM DISTRICT. | ALATR1 | Airtel | Tamil Nadu | GBT
IN-1083292 | PERUNAGAR | 12.6504 | 79.6525 | SF No: 824/2, Rice mill, Athi salai, Peru nagar, | 5118 | Vodafone | Tamil Nadu | GBT
IN-1082988 | KOVALAI | 12.5308 | 79.7234 | Mr. A.Sabapathi, S/o.Annamalai gowndr, Road st,kovalai vil | KVLAI1 | Airtel | Tamil Nadu | GBT
IN-1230921 | ARASANIMANGALAM | 12.5666 | 79.7257 | NO:2 KALIYAMMAM KOIL STR | 5461 | Vodafone | Tamil Nadu | GBT
IN-1231905 | PENNALUR | 12.599 | 79.7103 | P.K.SUBRAMANIYAM, 246 MAIN ROAD,PENNALUR(P.O), UTHIRAMERUR(tk), KANCHEEPURAM-603402. PH:9442721588,044-27272337. | 7231 | Vodafone | Tamil Nadu | GBT
IN-1115056 | ORATHY | 12.3781 | 79.6962 | V.Mailiammal, Main road, orathi village, marthurandagam tk, kanchipuram Dt - 603 307, 98405-68861 | 3484 | Vodafone | Tamil Nadu | GBT
IN-1127372 | ELLAPAKKAM | 12.4262 | 79.7373 | Open Plot Of P.Efisiya Merry,W/O-Ambrose,No-35,Nathakoil Street, | ELPKM1 | Airtel | Tamil Nadu | GBT
IN-1083260 | KILSEMBEDU | 12.4013 | 79.6781 | B.SAGADEVAN,S/O.BALARAM GOUNDER,KIL SEMBEDU | KLSMD1 | Airtel | Tamil Nadu | GBT
IN-1083317 | KATTUKARANAI | 12.442 | 79.7592 | V.JAYARAYAN,S,O.VEERARAGAVAN,MARI AMMAN KOVIL STREET,KATTU KARANI -VILL & POST,MADURANTHAM | KTKRN1 | Airtel | Tamil Nadu | GBT
IN-1082607 | KILATHIVAKKAM | 12.3827 | 79.7208 | MAIN ROAD,KILATHIVAKKAM-VILL | KTVKM1 | Airtel | Tamil Nadu | GBT
IN-1272106 | Sithapuram | 12.403 | 79.7824 | M.KUMRAVEL and RAJAVELU S/O.MANIKA CHETTY,SEETHAPURAM VILLAGE,MADHURANTHANGAM TK,KANCHIPURAM DIST.. 603310 PH.944538071, 978612583 | SEPRM1 | Airtel | Tamil Nadu | GBT
IN-1082401 | GUDDALUR | 12.493 | 79.8262 | Mr.M.Muthukumar,S.No-47/10,Gudalur Village,Morappakkam Post,Madur | GUDDA1 | Airtel | Tamil Nadu | GBT
IN-1079083 | SEESHAMANGALAM (KIL) | 12.4719 | 79.7408 | A.SELVARAJ,S/O.HARISWAMY,SEESHAMANGALAM (KIL)-VILL | SSMGM1 | Airtel | Tamil Nadu | GBT
IN-1230932 | THIMMAPURAM | 12.421 | 79.7777 | DHIMMAPURAM VILLAGE MADHUR POST | TMMPM1 | Airtel | Tamil Nadu | GBT
IN-1231880 | MATHUR | 12.4705 | 79.8089 | VENUGOUNDAR, S/O MASILAMANI, MIDDLE STREET, MATHURANTHAGAM(tk), KANCHEEPURAM-603319.PH:9444750859 | 7215 | Vodafone | Tamil Nadu | GBT
IN-1082688 | VELAMUR | 12.4801 | 79.7668 | D.KOMALA LAKSHMI,VELAMUR VILLAGE,RAMA PURAM POST | VELMR1 | Airtel | Tamil Nadu | GBT
IN-1096393 | PERUMBAKKAM | 12.5131 | 79.8135 | M. KUMER,S/O R.MURGAN,53,PERUMBAKKAM VILL & PO, | PMBKM1 | Airtel | Tamil Nadu | GBT
IN-1237776 | Meenakshi medical college & Hospital | 12.8715 | 79.7212 | V.Chandran, S/o.Mr.Venkatesan, SF No: 632, Chettiar pettai village, srinivasa nagar, kanchipuram dt - 631502, 9629394276, 044-27264208 | KCPM10 | Airtel | Tamil Nadu | RT Tower
IN-1030695 | ENATHUR | 12.8632 | 79.736 | E. Viswanathan, S.F.No.414/1,Enathur Village, Walajapat Panchayat Union, Kancheepuram Taluk And District. | 486 | Vodafone | Tamil Nadu | GBT
IN-1059734 | WHITE GATE | 12.873 | 79.6969 | WHITE GATE NEAR N.H ROAD,KANCHIPURAM DIST | WGATE1 | Airtel | Tamil Nadu | GBT
IN-1030698 | RAJAKULAM | 12.8754 | 79.7728 | K.Mani Nayakkar, S.F.No.190/1,Illuppapattu Village, Kancheepuram Taluk And District. | 6523 | Vodafone | Tamil Nadu | GBT
IN-1093779 | HATSUN FOODS | 12.8745 | 79.6898 | Mr.M.Andiyappan, Survey No:520/1B Situated At Sneha Furniture, A.S.Comp;Ex, | KCPMM2 | Airtel | Tamil Nadu | RT Tower
IN-1117006 | MELMADURAMANGALAM | 12.9366 | 79.7902 | K. venkatesan,s/o kuppusamy,no 31,melmadurmalam vill,purumal koil st,edayarpakkam vill, sriperurdur tk ,kanchipuram dt,631553,ph 989471347. | MMDRM1 | Airtel | Tamil Nadu | GBT
IN-1076936 | SIWGADIVAKKAM | 12.8677 | 79.8059 | S.B.Ramesh,s/o siwgadivakkam vill & po, | SWVKM1 | Airtel | Tamil Nadu | GBT
IN-1069400 | PARANTHUR | 12.9429 | 79.7369 | Mr.MOORTHY,S/O KULASEKARAN,PARANTHUR(PO),KANCHIPURAM TK&DIST?..04427250123 | 3297 | Vodafone | Tamil Nadu | GBT
IN-1086131 | SIRUVALLUR | 12.912 | 79.7332 | Mr.E.Venkadeshan,S/O.Ellumalai,S.No.251/1,Siruvallur Village,Karapattai Post,Kanchipuram Taluk & Dist-631 522 | SIRUR1 | Airtel | Tamil Nadu | GBT
IN-1030600 | WHITE GATE | 12.873 | 79.6969 | WHITE GATE,NEAR N.H ROAD, KANCHIPURAM (NEAR HOTEL SAKTHI GAPATHY0 | 6522 | Vodafone | Tamil Nadu | GBT
IN-1066385 | NELVOY JUNCTION | 12.6163 | 79.8214 | MR.C.PADMABHAN,S/O.CHAKRAPAN,SF.NO.154/C,NO.26,PILLIYAR KOVIL STREET,SARAVAKKAM VIA.,NELVOY VILLAGE,NELVOY POST,MADURANTHAGAM TALUK,KANCHIPURAM DIST.-603107.PH: | NLVOY1 | Airtel | Tamil Nadu | GBT
IN-1031069 | VEDANTHANGAL | 12.5524 | 79.8452 | Mr.Kabeer, S/o.Kudiappan, Madurantham(Tk), Kanchipuram(Dt). Ph. 99431 99049. | 1924 | Vodafone | Tamil Nadu | GBT
IN-1060375 | MEENAKSHI AMMAL ARTS COLLEGE | 12.6134 | 79.7934 | MRS.P.AYYAMMAL,NO.1, Near Meenakshi Ammal Arts & Science college,, PATTANGULAM VILLAGE,UTTIRAMERUR TALUK,UTTIRAMERUR-603406. | UTMER3 | Airtel | Tamil Nadu | GBT
IN-1061942 | UTHIRAMERUR | 12.6154 | 79.7597 | K.C.P Medicals Building No-51,Bazar Street,Uthiramerur,Contact Person-Mr.Ramchandran Ph-(04112)272832 | UTMER1 | Airtel | Tamil Nadu | RT Tower
IN-1097491 | THOTTANAVAL | 12.3832 | 79.4854 | Thottanaval,Poonavakkam Post,Salvakkam VIA | NTNVL1 | Airtel | Tamil Nadu | GBT
IN-1096408 | PAPPANALLUR | 12.5613 | 79.8081 | Survey No:155/6A, situated at papalloor Village | PPNLR1 | Airtel | Tamil Nadu | GBT
IN-1031380 | UTHIRAMERUR | 12.6132 | 79.7742 | SF 415/3, Malliangaranai Village, Uthiramerur Sub Regn. | 1508 | Vodafone | Tamil Nadu | GBT
IN-1127364 | L ENDTHUR | 12.5182 | 79.771 | Mr.E.N.Shanmugam, S/O.Nagarathina Chettiyar, S.No.71/2, L.Endathur Post, | LNDTR1 | Airtel | Tamil Nadu | GBT
IN-1232784 | PARUTHIKOLLAI | 12.6126 | 79.7847 | Mrs.Janaki Rama Reddy,W/o,B.Rama Redddy,Paruthi Kollai Village,uthiramerur Taluk, Chengalpattu-603406,Ph-94440-45672,98414-39895 | 4266 | Vodafone | Tamil Nadu | GBT
IN-1062780 | KACHERI STREET | 12.6155 | 79.7561 | MR.M.TAMILSELVI, W/O.MURUGESAN NO.7A, KATCHERI STREET, UTHIRAMERUR, KANCHEEPURAM DIST - 603 406. PH:044-3720 3878 / 2727 3513 | UTMER2 | Airtel | Tamil Nadu | RT Tower
IN-1079350 | KAMMALAMPOONDI | 12.5628 | 79.7676 | Survey No:298/2 situated at Kammalampoondi village | KMLPD1 | Airtel | Tamil Nadu | GBT
IN-1083714 | NELVAY JUNCTION | 12.6206 | 79.8357 | R.Kamalakann, SF No: 192/1B, Nelvoy junction, Madurandhagam Road, Madhurandagam TK, Kanchipuram DT- 603 107, 97515-22002 | 5525 | Vodafone | Tamil Nadu | GBT
IN-1083119 | THEETALAM | 12.5448 | 79.7911 | THEETALAM VILL & PO,UTHRIMRUR Tk | TATLM1 | Airtel | Tamil Nadu | GBT
IN-1060921 | KUNIMEDU1 | 12.1178 | 79.91 | Arumugachettiar Land , Survey No.111/1, Ecr Road, Chettikuppam, Vannur Taluk, Vilupuram Dist, 604304 | KUNI1 | Airtel | Tamil Nadu | GBT
IN-1030895 | PANNICHAMEDU | 12.1394 | 79.9233 | Mr.Nagappan, S/o.Karuupan, 150, panichamedu, ECR Road, Anumantha post, Dindivanam TK, Villupuram Dt, 98942-60386 | 1705 | Vodafone | Tamil Nadu | GBT
IN-1265492 | Kaipanikuppam | 12.2153 | 79.9728 | Mr.J.krishnan, s/o Jaganathan,Kaipanikuppam, village, ECR ,Tholangadu post, marakanam via,Thindivanam taluk, villupuram district-604303 cell:9944584931 | KPKNM1 | Airtel | Tamil Nadu | GBT
IN-1107047 | MARAKONAM | 12.1964 | 79.9421 | SIVAKUMAR S/O BOOMILYAPPAR MUDALIR,81HIGH SCHOOL STREET,MARAKANAM PO,THINDIVANIM TK,VILLUPURAM DT.PH 9360780655. | MKNM3 | Airtel | Tamil Nadu | GBT
IN-1059351 | ALAPAKKAM | 12.1594 | 79.9306 | Mr. K.Radhakrishn, S/O. Kurpusamy idu, Sf No. 37/9Maduva Post, Ecr Road, Tindivam Tk. Villupuram Dist-604303. Ph- | ALAPK1 | Airtel | Tamil Nadu | GBT
IN-1134854 | Kadapakkam Bus stand | 12.2816 | 80.0003 | D.MAHALAKSHMI, W/O DURAIVELU,THROWPATHI AMMAN KOVIL STREET,KASIPETTAI, KADAPAKKAM VIL AND POST, CHEYYUR TALUK, KANCHEEPURAM DISTRICT-603304, MOBILE-9843446188 | 4143 | Vodafone | Tamil Nadu | GBT
IN-1059342 | KOTTAIKADU | 12.2547 | 79.9768 | V.Arumugam,S.No : 39/1, Kottaikadu Village & Post, Cheyyur Tk, Kanchipuram-603304 Ph: 98941-25144, 94420-67762 | KKADU1 | Airtel | Tamil Nadu | GBT
IN-1263895 | OCEANIC EDIBLE | 12.1665 | 79.9452 | Oceanic Edible International Ltd, Pudukuppam village, Mandavadi post, Marakkanam, Tindivanam TK, Villupuram DT, Pin-604303 | OCANM2 | Airtel | Tamil Nadu | RT Pole
IN-1096374 | VELLAKONDAGARAM (PUTHUPET) | 12.2321 | 79.9077 | Mr. C. Jayaraman s/o Chinswamy, 17, Mariamman koil st, Pudhupetti vill, Cheyyur TK, Kanchipuram dist, Pin- 603401. Ph- | VLKGM1 | Airtel | Tamil Nadu | GBT
IN-1123878 | PUDUPAKKAM | 12.1858 | 79.9042 | Mrs.P.Uthiradambaal,W/O.Mr.Palanisamy,Sf.No-91/7,M.Pudhupakkam,Dindivanam Taluk,Villupuram Dist-604303-PH-9943716899 | PUPKM1 | Airtel | Tamil Nadu | GBT
IN-1127931 | NALLUR (cheyyur) | 12.2706 | 79.9758 | j.Arumugam,S/o,Janarthanan,56,Nallur,Kadapakkam Post,Cheyur Taluk,Kanchipuram-603304,Ph-94448-56138,98434-27970 | 4093 | Vodafone | Tamil Nadu | GBT
IN-1060930 | MULANUR | 12.1986 | 79.9519 | Opp To Senthil Murugan Rice Mill, Karipalayam, Marakkanam - 604303 | MKNM1 | Airtel | Tamil Nadu | GBT
IN-1098185 | KANDADU | 12.208 | 79.9135 | PILLIYAR KOVIL STREET,VIA-MARAKANAM | KNDDU1 | Airtel | Tamil Nadu | GBT
IN-1074778 | NADUKUPPAM | 12.4394 | 79.5667 | VENUGOPAL,NADUKUPPAM,JAPTHI COLONY(PO),VANDAVASI TK,THIRUVANAMALAI 9444750625 | 3341 | Vodafone | Tamil Nadu | GBT
IN-1030836 | THELLAR | 12.402 | 79.5524 | C.SUBRAMANIAN, S.F. No. 688/6, No . 7 Post Office Street, Thellar, Vanthavasi Taluk, Thiruvannamalai District, | 1278 | Vodafone | Tamil Nadu | GBT
IN-1127381 | PONNUR | 12.4687 | 79.542 | L PARTHASARATHI, S/O LOGATHAN, KOLAKARAI ST. PONNUR VIA & PO. VANDAVASI TK. THIRUVANMALAI DT. 604408 PH: | PONUR1 | Airtel | Tamil Nadu | GBT
IN-1083258 | KODIYALAM | 12.3858 | 79.5736 | NEELAVENI,W/O.AMMAYAPPAN,KODIYALAM-PO & | KDLAM1 | Airtel | Tamil Nadu | GBT
IN-1106501 | KELLPUTHUR | 12.4461 | 79.5155 | T.PARAYANNAN,S/O.THANGAVEL KOUNDER,KELLPUTHER-POST & VILLAGE,ROAD STREET,VANDAVASI-TK,THIRUVANNAMALI-DT,604501,PH-04183-295146 | KLPHR1 | Airtel | Tamil Nadu | GBT
IN-1060374 | THELLAR | 12.4087 | 79.5483 | MR.K.SUBRAMANIYAM,S/O.KUPPUSAMY,SF.NO.20C,NO.1456,SETHANGAL CROSS ROAD,THERALAR GRAMAM,VANDAVASI,THIRUVANAMALAI DIST-604 406.PH:94444-50199 | THLLR1 | Airtel | Tamil Nadu | GBT
IN-1107080 | DESUR (OLD INDUS ID IN-1061075) | 12.4366 | 79.4828 | MOORTHI ASARI, 20, VADAMAN THOTTA STREET, VANDAVASI TK., THIRUVANNAMALAI DT. PH : 93456-44605 | 2993 | Vodafone | Tamil Nadu | GBT
IN-1060815 | DAMARAIPAKKAM | 12.47 | 79.5793 | MR.HARIRANGAN,TAMARAIPAKKAM,THINDIVANAM MAIN ROAD,NAVALPAKKAM POST,VANDAVASI TALUK,THIRUVANNAMALAI DIST-604 408-PH-94432 03967 | DMPKM1 | Airtel | Tamil Nadu | GBT
IN-1108596 | KORAKOTTAI | 12.4004 | 79.5159 | Mr.B.Virashabadass, Survey No:98/4A2, Situated at Korakottai Village, Kilnamudy post, Vandavasi Taluk, Thiruvannamalai District - 604504. PH:9841794242 | KRKOT1 | Airtel | Tamil Nadu | GBT
IN-1232185 | NAVALPAKKAM | 12.4504 | 79.5934 | NAVAL1,INFRATEL ,MR.S.SUBRAMANI, S/O,SADAIYAGOUNDE | NAVAL1 | Airtel | Tamil Nadu | GBT
IN-1082885 | NELLIANKULAM | 12.4282 | 79.6459 | THEN VANNIYAR STREET,NELLAIYENKULAM POST | NLKLM1 | Airtel | Tamil Nadu | GBT
IN-1077846 | RAMASAMUDRAM | 12.4217 | 79.5938 | Mr.R.C.Balaraman,S/O.Chellapermal Koundar,Ramasamundram Kuttu Road | RAMAS1 | Airtel | Tamil Nadu | GBT
IN-1106729 | VILLIVALAM | 12.4406 | 79.6243 | J.VASANTHARAO,S/O,JAYARAO JAIN,VILLIVALAVAM POST,VANDAVASI,.PHONE-04183-243347,9443098549 | VIVLM1 | Airtel | Tamil Nadu | GBT
IN-1031060 | MARUDADU | 12.4938 | 79.6668 | Mrs.Meenakshi, W/o.(Late) Irusa Gounder, Marudhadu(Po), Vanthavasi(Tk), Thiruvannamalai(Dt). Ph. 99658 87261, 04183 232515(PP). | 2165 | Vodafone | Tamil Nadu | GBT
IN-1060582 | NALLUR | 12.4103 | 79.6205 | M.SELVAM,5/496,VADA VANDAI VENNIER STREET,NALLUR POST,VANDA VASI TALUK,THIRUVANNAMALAI DIST-604 406-PH-9382712504 | NLLUR1 | Airtel | Tamil Nadu | GBT
IN-1062597 | KIL KODUNGATHUR | 12.4936 | 79.7028 | AIRTEL REPEATER,BALAJI STORES BUILDING,MANGALAM MAMANDUR ROAD,KILKODUNGATHUR,VANDAVASU TALUK. | KDGR1 | Airtel | Tamil Nadu | RT Tower
IN-1106953 | OSUR | 12.4391 | 79.6681 | MR.A.R.KRISHANASWAMY,S/O.RAMASWAMY REDDIYAR,A.P.R BUS SERVICE,KOLAKARARI,OSUR VILLAGE &POST,VANDAVASAI (TK),THIRUVANNAMALAI(DT),PIN-604408,PH-04183-243036 | OSSUR1 | Airtel | Tamil Nadu | GBT
IN-1079377 | VELIAMBAKKAM | 12.4572 | 79.712 | Survey No:512/7,Situated at Veliyambakkam Village | VLBKM1 | Airtel | Tamil Nadu | GBT
IN-1288010 | WEG Industries | 12.7333 | 77.8812 | WEG Industries Pvt Ltd Plot E-20 North,Sipcot Industrial Complex,Phase-2 Moranapalli Extn,Hosur | WEGIM1. | Airtel | Tamil Nadu | RT Pole
IN-1289836 | Varadhapuram | 13.1576 | 79.8137 | Mr.M.Munusamy Nattar, S/o.Mr.Mottai Nattar, S.F.No.666/3, PattaraiPerumpudhur Village.Thiruvallur Vattam, Thiruvallur District, | 14501 | Vodafone | Tamil Nadu | GBT
IN-1289888 | Lewaterina | 12.9548 | 79.9363 | R Shanmugam SKY Nivash, No 22, bajanai koil st, VRP Chatiram, Sriperumbudur | LEWAT2 | Airtel | Tamil Nadu | RT Tower
IN-1290908 | Venmanankondan | 11.1198 | 79.2444 | Mr Selvarasu,Venmanankondan west,Pillaiya kovil Theru, udayapalayam TK,Ariyalur 621804 | 14514 | Vodafone | Tamil Nadu | GBT
IN-1290911 | VELLUR | 11.2414 | 79.1351 | L.Girijaboi, 491, Main Road, Vellur post, Arialur Dist. Pin 621 718 Mob No: 9843995602 | 14547 | Vodafone | Tamil Nadu | GBT
IN-1291187 | Melamadai | 9.9257 | 78.1499 | R.S.No.77/3A,Ooranikarai Street, Ezhil nagar, Gandi Nagar Post, Madurai 625 020 | 14525 | Vodafone | Tamil Nadu | GBT
IN-1291189 | Chemandalam | 11.7626 | 79.7513 | Mr, Deva raj, Andara bank building, Semmandalam Main Road, Cuddalore - 607 001 | 14527 | Vodafone | Tamil Nadu | RT Tower
IN-1291517 | Aranthangi-Bus stand | 10.1728 | 78.9997 | Mr Karuppaidevar,Logarathana Complex, Near Aranthangi Bus stand | ARGI6 | Airtel | Tamil Nadu | RT Tower
IN-1294283 | Hwashin Automotive India Pvt Ltd | 12.9963 | 80.0161 | Hwashin Automotive India Pvt Ltd,SIPCOT industrial park, irungattukottai Sriperambadur, Kancheepuram | SPRM12 | Airtel | Tamil Nadu | RT Pole
IN-1290907 | Vadalur | 11.5566 | 79.5568 | G Ramalingam, 3/1, Muruga theatre road, Kurinchipadi taluk,Vadalur, PH 9443482045 | VDLR8 | Airtel | Tamil Nadu | GBT
IN-1292410 | DANFOSS INDUSTRIES PVT. LTD | 12.8442 | 79.9326 | DANFOSS INDUSTRIES PVT. LTD, P.NO.C 15/2, CMDA INDUSTRIAL COMPLEX, Maraimalai Nagar -603209, Kancheepuram Dist | DANFO1 | Airtel | Tamil Nadu | GBT
IN-1290910 | KUNAMANGALAM | 11.0224 | 79.2482 | R Rajendran, 182/1, South Street, Kunamangalama, Ambapoor , Udayarpalayam taluk | 14546 | Vodafone | Tamil Nadu | GBT
IN-1290913 | ANGANUR | 11.358 | 79.1603 | S Balasubramanian, North Street, Anganur post, Sendurai taluk | 14549 | Vodafone | Tamil Nadu | GBT
IN-1289827 | THATCHUR | 11.4446 | 78.9998 | K Shanmugam Sf no.238. South Street, Thatchur, Thittagudi ? Taluk, Cuddalore- 606303 | 14244 | Vodafone | Tamil Nadu | GBT
IN-1292675 | RUBY MATRICULATION SCHOOL | 11.0303 | 76.9757 | No.09, GOKULAM HOUSE, OPP TO IOB BANK, SATHY MAIN RD, GANAPATHY, COIMBATORE-641006. | CBE478 | Airtel | Tamil Nadu | RT Tower
IN-1290912 | NALARIKAI | 11.2369 | 79.09 | 142/23B, Pichai pillai udayar road, Nalarikai post, Kunnam tk, Permambalur dist, 621716 | 14548 | Vodafone | Tamil Nadu | GBT
IN-1294924 | The indian Public School (TIPS) | 11.1261 | 77.0421 | The indian Public School TIPS,Coimbatore | KLPMM7 | Airtel | Tamil Nadu | RT Pole
IN-1296247 | NAVAOR , GANTHI NAGAR | 11.0407 | 76.8923 | 1 2 3 4 5 6 7 Maruthapuram Road,Bharathiar University P.O,Cbe-46 | CBE493 | Airtel | Tamil Nadu | RT Tower
IN-1295085 | ELGI factory | 10.7999 | 77.0254 | ELGI Equipment Limited, Kothavadi Pirivu, Kinathukadavu, Pollachi Taluk, Coimbatore | ELGIM1 | Airtel | Tamil Nadu | RT Pole
IN-1295521 | Sri Murugan nagar | 11.0685 | 76.9387 | No.2, 2nd street, VKL Nagar Tudialur Post, Coimbatore | CBE481 | Airtel | Tamil Nadu | GBT
IN-1288770 | TNHB second phase | 12.5206 | 78.2036 | Mrs M Babyrani W/O Mr. M193 1st Phase New Housing bord Krishnagiri Cell 635001 | KGRI18 | Airtel | Tamil Nadu | GBT
IN-1296666 | Toll Gate near Perundhurai | 11.245 | 77.5164 | M.SHANMUGAM ,172 BL0CK NO1,VIJAYAMANGALAM PO, ERUNDURAI TK, ERODE 638056 .PH.9843999788 | PRDI24 | Airtel | Tamil Nadu | GBT
IN-1296712 | Sankara Institute | 11.0866 | 76.9813 | K.MOHAN KUMAR S/O KRISHNAMMA NAIDU SF NO.630/1 D no. 61/2 TANK STREET, VELLAPPA NAIKEN PUDUR, CHINNAVEDAMPATTI PO, COIMBATORE 641049 PH.9244638158 | CBE500 | Airtel | Tamil Nadu | GBT
IN-1296626 | Maniakarampalayam | 11.1098 | 76.955 | Mr.SOMU NO.36 KESAR GARDEN, MANIYAKARAN PALAYAM,IDIKARAI,COIMBATORE -641022 .PH.9095036867 | CBE504 | Airtel | Tamil Nadu | RT Tower
IN-1296667 | Toll Gate Kodai Road | 10.1985 | 77.9058 | S Natesan, Kolinjipatty, Oratathu Po, Kodai road, Nilakottai taluk, Dindigul dist | KDRD2 | Airtel | Tamil Nadu | GBT
IN-1296665 | Orikkai | 12.8019 | 79.7118 | N Murugan, Main Road Orikkai, Shanmuga nagar, Kanchipuram-2 | KCPM51 | Airtel | Tamil Nadu | GBT
IN-1296649 | Shenkottai New | 8.9799 | 77.2482 | No.3/1, Railway Station Road, 1st Street, near forest check post, Shenkottai, 627809Railway Station Road, 1st Street, Senkottai,627809 | SNKT5 | Airtel | Tamil Nadu | RT Tower
IN-1296753 | Nandhi Dall Mills | 11.6524 | 78.1332 | Mrs Gomathy W/O Mr Govindaraj 340/106N Narasinga Road Sivapet Salem 2 | SLM186 | Airtel | Tamil Nadu | RT Tower
IN-1296908 | HYUNDAI MOTORS | 13.0036 | 79.993 | Shayab Akther, No. 2,3,4 Velanthangal village, opp sipcot arch, Sriperambdur,irungatukottai Kanchipuram dist contact person Raveendran - 9940092738 | SPDR55 | Airtel | Tamil Nadu | RT Tower
IN-1296955 | Tvs Auto Care | 11.4539 | 77.4406 | Mr.Tirunavukarasu No 4 Muthuvellappan street Pudupalayam Gobi cell 9688889998 | GOBI16 | Airtel | Tamil Nadu | GBT
IN-1297048 | Karpaga Nagar | 9.9476 | 78.1524 | Senthil Kumar,S/o Kathirmanickam,Plot no. 23, Kavitha nagar, Karpaga Nagar 9th st extn, K pudur, Madurai - 625007 | MDU257 | Airtel | Tamil Nadu | GBT
IN-1297684 | Loganathan Bldg | 11.3689 | 77.7068 | V Kesavaraj P Ramesh, 19/2, W/3, Bhavani main road, Erode- 638001 | ERD85 | Airtel | Tamil Nadu | RT Tower
IN-1274080 | Sandorpalayam | 11.7095 | 79.7581 | Mr A Ramesh S/O T Annamalai Old SF No old 258/1 New No 14/2Mariammankoil street Pachakuppam panjayat Manakuppam post Cuddalore OT Cuddalore Dt 607003 Cell 9715969157 | CDLR40 | Airtel | Tamil Nadu | GBT
IN-1297521 | Muniyandhal Satthiram | 12.2915 | 79.07 | V. Dhamodharan, CC road,Inam Kariyanthal road, Near by HP petrol bunk, Chathiram, Thiruvannamalai | MUNSM1 | Airtel | Tamil Nadu | GBT
IN-1294922 | Thambear Nagar | 8.7973 | 78.1411 | M paramasivam, Ward no. 2, Poldanapuram 3, Tuticorin3 | TUT82 | Airtel | Tamil Nadu | GBT
IN-1295386 | Arul Nagar | 8.7153 | 77.7437 | Mr.Sundarajan,Arulnagar,Tirunelveli | PKT61 | Airtel | Tamil Nadu | GBT
IN-1296261 | Karaikal2 | 10.9299 | 79.831 | J. Vijaya Samundeswari, 290 Bharathiar Road, Karaikal | KRKL13 | Airtel | Tamil Nadu | GBT
IN-1294694 | VIT Radhakrishnan Block | 12.9726 | 79.1615 | VIT Radhakrishnan Block,VIT UNIVERSITY, VELLORE | 16061 | Vodafone | Tamil Nadu | RT Pole
IN-1292242 | Abiviruthiswaram | 10.7953 | 79.4762 | 2/64, South Mosque street, Kudavasal Taluk, Thiruvarur Dist | 14551 | Vodafone | Tamil Nadu | GBT
IN-1294926 | NIPPON PAINTS | 12.9147 | 79.9032 | K8 One, Phase II, SIPCOT Industrial Park, Mambakkam Village, Sriperumbudur, Sungavachatiram, kancheepram 602 106 | SPDR76 | Airtel | Tamil Nadu | RT Pole
IN-1297036 | Boganallur | 9.0875 | 77.3744 | No.556/2 at Boganallur village ,near Kadayanallur Rly station ,Tenkasi tk. Tirunelveli DT Tamilnadu | BGNLR2 | Airtel | Tamil Nadu | GBT
IN-1297760 | Goripalayam | 9.9301 | 78.1301 | NO.9, Pakraikara street, Goripalayam, Madurai-625002, Ph-9486949995 | MDU264 | Airtel | Tamil Nadu | RT Tower
IN-1296622 | Vivekanda Nagar | 11.0483 | 76.8977 | Kaliappan, S.F.No.264/1, Somayampalayam Village, Coimbatore-108 | CBE501 | Airtel | Tamil Nadu | GBT
IN-1297401 | Tamira II Township | 8.7607 | 78.15 | Tamira II Township , Next to collector office , Opp.to GRT Hotel, Kallurinagar, Tuticorin 628101 | TUTM3 | Airtel | Tamil Nadu | RT Pole
IN-1298417 | Ramanathapuram | 9.365 | 78.8379 | A.Meharunnisha, 3rd floor, G.R.S. No 287/306, Kavarayar Street, Ward E, Block no 4, Ramanathapuram | RMPM16 | Airtel | Tamil Nadu | RT Tower
IN-1298424 | Velammal International School, Ponneri | 13.2981 | 80.162 | NBS Babuji, 2/62, RajaRajaeshwari Towers, Thirpura nagar, Chennivakkam, Jaganthapuram PO, Cholavaram Via, Chennai-67, Ph:9498022295 | PNRI17 | Airtel | Tamil Nadu | RT Tower
IN-1302016 | ORCHID PHARMS | 13.0033 | 80.0085 | MR.S.VELU,TRUCKINGENGINEER,M/SPRAXAIRINDIAPRIVATELIMITEDSIPCOTINDUATRIALPARK,PLOTNOF-18,SRIPERMBUDUR,KANCHEEPURAM DIST.602106.PH:04111-262714/262984/9367955241. | SPDR78 | Airtel | Tamil Nadu | RT Tower
IN-1299335 | A T C Nagar | 11.6915 | 78.1561 | Mr P M PALANIAPPAN Plot 1 and 2, SELVAPURAM,SALEM - 636016 | SLM 187 | Airtel | Tamil Nadu | GBT
IN-1297762 | Maharishi International Residential School | 12.9236 | 79.8674 | Narendiran Chennai Banglore Bypass, Santhavelur, Sungurvarchatram, Kanchipuram | SPRM13 | Airtel | Tamil Nadu | RT Pole
IN-1297294 | Gandhi Nagar West | 12.9556 | 79.1409 | No.156/2, 17, 4th East Main Road, Gandhi Nagar, Vellore 632 006 | KTP13 | Airtel | Tamil Nadu | GBT
IN-1297292 | Venkat Nagar | 11.9409 | 79.8251 | S.Govindarajan, S/O Subrayan, No.2, 4th Cross Street, Venkat Nagar, Pondicherry-605011, Ph:9894881053 | PDY215 | Airtel | Tamil Nadu | RT Pole
IN-1297039 | HSRM - Sipcot | 12.7556 | 77.7993 | THIYAGARAJN S/O GANAGARAJAN A38 SIPCOT EXECUTIVE COLONY, BACK SIDE ESI HOSPITAL, HOSUR - 635126 - Ph n. 9894101566 | HSR63 | Airtel | Tamil Nadu | GBT
IN-1295618 | Avinashi Road | 11.0115 | 76.9845 | The Park Hotels,TS no.1086/1A, Ward no.10, Block No.17, Avinashi Road,Coimbatore-641 018, India | CBE485 | Airtel | Tamil Nadu | RT Pole
IN-1297759 | Ellis Nagar | 9.9135 | 78.0982 | V Murugan,V Veeradevan, T.140, Karumaiamman Koil St, ELLISE NAGAR, MADURAI -10, | MDU262 | Airtel | Tamil Nadu | GBT
IN-1296354 | VG HOSTEL | 11.071 | 76.9436 | Gnana mani Pannai, Opp VG Hospital, Thudiyalur, Coimbatore-641034 | 14650 | Vodafone | Tamil Nadu | GBT
IN-1298986 | SASH, Ondipudur | 10.9987 | 77.054 | Nesavalar Colony, Ondipudur, Coimbatore - 6410016 | ODPDR3 | Airtel | Tamil Nadu | GBT
IN-1297050 | IOB colony - Sree Daksha's Vhridhaa | 11.0335 | 76.87 | 13, Sf no, 632, Pasumaipuram, Green Valley, Vadavelli , coimbatore - 46 | CBE484 | Airtel | Tamil Nadu | GBT
IN-1301788 | Thattankuttai | 11.1948 | 78.108 | Sf no 290/17A2, NH7, Namakkal to Karur road, Near Toll plaza, Pularpalayam village, Kerambur 0 637207 | TATKT 1 | Airtel | Tamil Nadu | GBT
IN-1298887 | Daimler India | 12.8505 | 79.9449 | Mr.V.Sudarsan, No.44, Surya Devi Complex, SP koil Main Road, Oragadam. | WRGDM6 | Airtel | Tamil Nadu | RT Tower
IN-1298885 | TVS Motors - Hosur Residence | 12.7357 | 77.7958 | 75/1A Survey no, AVS Residency Near Ring Road motham, Hosur-635126/ Comm Address:- S/o Krishnappa, 38E Motham Agraharam, Mookundapalli Po-635126 | HSR80 | Airtel | Tamil Nadu | GBT
IN-1298160 | HONEYWELL | 9.9387 | 78.17 | HONEYWELL, Tidel park campus | MDUM23 | Airtel | Tamil Nadu | RT Pole
IN-1301671 | Sastri Nagar | 10.3486 | 78.0009 | Annai Kamachi Nagar, Malipatti Road, Thohanth Post, dindugal | DGL46 | Airtel | Tamil Nadu | GBT
IN-1299560 | Ariyalur | 11.1371 | 79.0799 | Mrs CHANDHIRA NEW MARKET ST.,NEAR BUS STAND 621704 | ARLR9 | Airtel | Tamil Nadu | GBT
IN-1299111 | Rasul Lodge | 9.5495 | 78.5894 | Rasul Lodge, 3/49, Gandhiji Road, Near Vaigai Bridge, Athupalam, Paramakudi, Contact person : Mr.Sheik Mohammed, | PMKD10 | Airtel | Tamil Nadu | RT Tower
IN-1296353 | JUDE SCHOOL | 11.4223 | 76.847 | Subramani belligownder, 17/28, Indira nagar, Nihung, Kothagiri, The Nilgiris | 14717 | Vodafone | Tamil Nadu | GBT
IN-1296840 | SASTRACOLLEGENEW | 10.7306 | 79.02 | 126/8, CTN Complex, Kumbokaonam Iyer Coffee, Opp to Sastra University, Thirumalai Samuthram Village, Trichy-Tanjore Highway, Tanjore | 14729 | Vodafone | Tamil Nadu | GBT
IN-1296841 | VELLAMMAL HOSPITAL | 9.8872 | 78.1494 | VELLAMMAL Medical college hospital and Research insitute for velamman education trust buiding, madurai - tuticorin ring road, anupanandi, Madurai 625009 | 14730 | Vodafone | Tamil Nadu | RT Pole
IN-1264658 | PILLAIYARPALAYAM | 12.8346 | 79.6854 | D.Saravanan, S/o.Deivasikamani, Door no:22/26, Ottavadai street, Pillaiyarpalayam, kanchipuram dt-631502, 92836-37661 | KCPM37 | Airtel | Tamil Nadu | GBT
IN-1288888 | Ramar extension | 11.4623 | 77.4327 | Mrs S Dhanabagiyam W/O Mr Shanumgam (1024 Sqft) No 119 Ramar extension 2nd Cross Gobichettipalayam TK Erode district | GOBI15 | Airtel | Tamil Nadu | GBT
IN-1293278 | Thudurmattom near coonoor | 11.2913 | 76.7227 | Patta 561, SF NO.460/1, Araihatty, Village, Coonoor Taluk | 14641 | Vodafone | Tamil Nadu | GBT
IN-1295199 | Venkitapuram | 11.0495 | 77.0679 | N.Sampath Kumar S/O P.Natarajan,2/442 D ,Teachers Colony,Chinniampalayam,Coimbatore-641062 | VNTAP1 | Airtel | Tamil Nadu | GBT
IN-1297311 | JANATHAN NAGAR | 11.062 | 76.9937 | Ms.SANDHYA W/O ANANDHA KUMAR, D138/2 SF NO.220/243 MADALAYAM RAOD, JANATHA NAGAR, COIMBATORE. PH.8754494783 | CBE489 | Airtel | Tamil Nadu | RT Tower
IN-1296351 | RAMALINGA NAGAR | 11.0214 | 76.9513 | No.01, Ramlinga Colony, Coimbatore-641027 | 14719 | Vodafone | Tamil Nadu | RT Pole
IN-1297293 | Kurichikuppam | 11.9378 | 79.8353 | W/O Murugan, No.56/60, Francis, ASSI Street, Selvaraj Nagar, Kurichikkuppam, Pondy-605012 | PDY217 | Airtel | Tamil Nadu | RT Pole
IN-1297049 | PSG Tech | 11.0687 | 77.0992 | Selvaraj,Velayutham nagar tamil nadu 641062. | NLMBR4 | Airtel | Tamil Nadu | GBT
IN-1299507 | Dgl Main road | 10.4911 | 77.7542 | Door No.36J-14/13, RK Complex, Fire Service Road, Oddanchathiram, Dindugal-624619 | ODCM4 | Airtel | Tamil Nadu | RT Tower
IN-1298952 | Vasavi Nagar | 12.7168 | 77.8165 | 303, Aster Apartments, opp DSP Bunglow Denkani Kottai Road, Hosur-635109 | HSR74 | Airtel | Tamil Nadu | GBT
IN-1298955 | K C Rd Shenkottai | 8.9714 | 77.2411 | M1-108 8th street KC Road Senkottai Taluk Senkottai Dist PIN-627809 | SNKT4 | Airtel | Tamil Nadu | GBT
IN-1299508 | Jaganathapuram | 13.269 | 80.1601 | Mr.Kumaravel, Plot No.18, Vrindavan Nagar, Irulipattu Village, Alinjivakkam Panchayat, Chennai-600067 | JATPM1 | Airtel | Tamil Nadu | GBT
IN-1299521 | muthusamy colony selvapuram | 10.9851 | 76.9397 | No.55, Ward No.55, muthusamy Colony2, Coimbatore Corp, Coimbatore-641026 | CBE487 | Airtel | Tamil Nadu | RT Tower
IN-1299890 | Shanthi Gears | 11.0667 | 77.112 | 2/147, Samanaykenthottam, Kurumbaplayam,MR pudur Post cbe 641402 | ASUR8 | Airtel | Tamil Nadu | GBT
IN-1300074 | White Town | 11.9302 | 79.8305 | W/o, Panneerselvam, No.307, Cathitral Street, Pondicherry-605005 | PDY229 | Airtel | Tamil Nadu | RT Pole
IN-1299971 | Corporation Office | 10.9923 | 76.9623 | Praking area, Corporation Main office, | CBE507 | Airtel | Tamil Nadu | GBT
IN-1300555 | Pudugummidipundi | 13.3836 | 80.1105 | Suryadev Alloys And Private Limited, No.298/2, New Gumidipoondi, Gumidipoondi, Thiruvallur Dist-601201 | PDMUP1 | Airtel | Tamil Nadu | GBT
IN-1301089 | Busy Street | 11.9302 | 79.8251 | Mr. YAHYA, No:222, Busy Street, Pondicherry - 1 | PDY225 | Airtel | Tamil Nadu | RT Pole
IN-1301459 | Pappinaickanahalli | 12.1361 | 78.1273 | S.F.No.542/2A2, Kumaran Weigh Bridge,Adhiyaman Byepass,Pappinaiackanalli village,Sogathur Post,Dharmapuri Tk, Dist 636709 | PPNNI1 | Airtel | Tamil Nadu | GBT
IN-1301463 | Surampatti | 11.3261 | 77.7125 | V kannampal,W/O periyasamy, no:3, voc street:2, surampatti, erode-9 | ERD87 | Airtel | Tamil Nadu | GBT
IN-1301467 | Ethraj Nagar | 11.1486 | 79.0725 | Mrs. V. Pathma W/O K. Venkadanagaiyan, K.K Nagar 1ST Cross, Ariyalur | ARLR10 | Airtel | Tamil Nadu | GBT
IN-1301473 | Moogambigai Nagar | 11.7706 | 79.7365 | Ward 27,Thiruvalluvar Nagar,1st Street, Nellikuppam, Cuddlore-607105 | CDLR49 | Airtel | Tamil Nadu | GBT
IN-1301481 | Muthu Nagar | 10.953 | 78.1042 | W/o C.Tamilselvan, ACM House, 893/4, EB Colony Sri sai nagar, North gandhi gramam, Karur Dist-639004 | KRR58 | Airtel | Tamil Nadu | GBT
IN-1301483 | Anna Nagar | 11.7521 | 79.7763 | Bazar road, Anna nagar, Cuddalore | CDLR51 | Airtel | Tamil Nadu | GBT
IN-1301687 | Dharapara | 13.007 | 80.0151 | S.No : 218/8, No.55, Kathambakkam Salai, Keevalur, Thandalam Po, Sriperumputhur Tk, Kanchipuram DT- 602105 | SPDR63 | Airtel | Tamil Nadu | GBT
IN-1301682 | Renga Nagar | 11.2487 | 78.8676 | Sri Ranga Nagar, Behind Ramakrishna School, Elambalur Road, Perambalur dt | PBLR12 | Airtel | Tamil Nadu | GBT
IN-1301675 | Kumaran Nagar | 11.3144 | 77.7158 | S.F.No.857/4, Kumaran nagar, Erode Dist-638101 | ERD88 | Airtel | Tamil Nadu | GBT
IN-1301672 | Ezhil Nagar | 11.234 | 78.1717 | S No 219/2 Ward B , Block 2 , T .S. No 7/5 , N/N 7/5A1, Plot NO 115/116 , Ezhil Nagar , RP Pudur,Namakkal 1 | NKL28 | Airtel | Tamil Nadu | GBT
IN-1301686 | Surankottai | 9.3801 | 78.8264 | , 5/45, surankottai, Ramanathapuram-623504 | RMPM17 | Airtel | Tamil Nadu | GBT
IN-1301674 | Swamy Nagar | 11.2537 | 78.165 | 3-2 , Salem Main Raod Namakkal | NKL30 | Airtel | Tamil Nadu | GBT
IN-1301681 | Elambur | 11.2405 | 78.8876 | Peramblur main road, 2nd street, Elambur , Perambalur district | PBLR11 | Airtel | Tamil Nadu | GBT
IN-1301536 | Sriram Nagar | 10.7557 | 79.149 | B James Carmel, No.807,808, Khayathe millath Road, 5th Street, Villar Street, Thanjavur | TNJ69 | Airtel | Tamil Nadu | GBT
IN-1301655 | JJ Colony | 11.6892 | 78.2542 | S.F.No. JJ Colony,Mettupatti Thadanur Post, Ayoathiyapattinam via,Salem Tk dist.-636 103 | JJCOL1 | Airtel | Tamil Nadu | GBT
IN-1301658 | Thirunageswaram | 10.9687 | 79.4348 | THIRUNAGESWARAM THANJAVUR | TNGSM3 | Airtel | Tamil Nadu | GBT
IN-1301661 | Thirupananthal | 11.0837 | 79.4435 | Thirupananthal, tanjore district | TPNDL2 | Airtel | Tamil Nadu | GBT
IN-1301662 | Patteeswaram | 10.933 | 79.3469 | Post Office PATTEESWARAM , THANJAVUR, TAMIL NADU India IN, Pin Code:- 612703 | PATWM2 | Airtel | Tamil Nadu | GBT
IN-1301663 | Kabisthalam | 10.9478 | 79.2697 | 1/135, Agraharam Street, Kabistalam Po, Papanasam TK, Thanjavur DT | KBSLM3 | Airtel | Tamil Nadu | GBT
IN-1301666 | HITTAKAL | 11.4404 | 76.9149 | S.F.No.138/8, Konvakari Village, Kotagiri-643236 | 14545 | Vodafone | Tamil Nadu | GBT
IN-1301771 | GT Nagar | 9.6076 | 77.9535 | Bethanatchi Nagar, Madurai Main Road, Virudunagar, Viridunagar-626001 | VNGR24 | Airtel | Tamil Nadu | GBT
IN-1301722 | Putiragoundanpalayam | 11.636 | 78.4684 | 34/6, UMAYAALAPURAM VILLAGE, ATTUR TK, SALEM | 14259 | Vodafone | Tamil Nadu | GBT
IN-1301725 | MANIVILUNDHAN | 11.6037 | 78.6992 | 5/14, SURVEY NO.365/2, NORTH PUTHUR, MANIVILUNTHAN, ATTUR TK, SALEM-636112 | 14266 | Vodafone | Tamil Nadu | GBT
IN-1302142 | Madagupatti | 10.002 | 78.5193 | S.F.No.92/1C1, Indira Nagar, Alvakottai, Alvakottai Post, Sivagangai Dist and TK, | MGUPM1 | Airtel | Tamil Nadu | GBT
IN-1302252 | Angu Bharathi Nagar | 10.3442 | 77.9787 | TS No.1942/4A, No.52/63, Teachers Colony, Vedapatti, Main Road, Dindugal-624003 | DGL48 | Airtel | Tamil Nadu | GBT
IN-1302365 | KG Town City | 10.9916 | 76.9104 | Survey no 237/1, Perur Road Nagarajapuram to perur via, Near KG Town city,Veerakeralam,Coimbatore | VDAPT2 | Airtel | Tamil Nadu | GBT
IN-1302397 | NGP_Beach_Road | 10.7682 | 79.8463 | Semmara Kadai Lane, New Street, Nagapattinam Tk, Tamilnadu-611001 | INGP0033 | Idea | Tamil Nadu | GBT
IN-1302435 | Kalaignar Nagar | 10.7707 | 79.6463 | No.31, Main Road, Marudhampattinam, Thiruvarur-610001 | TIVR12 | Airtel | Tamil Nadu | GBT
IN-1302526 | CHENGALPET | 12.6903 | 79.9805 | Mr.Naseema, No.8, Pillaiyarkullam, New Bus Stand Back Side, Chengalpattu, Kanchipuram -603001 | CHPT23 | Airtel | Tamil Nadu | RT Tower
IN-1302615 | KG Mills | 11.2102 | 77.0839 | KG MILLS,KARIAMPALAYAM, COIMBATORE | KGMM01 | Airtel | Tamil Nadu | RT Pole
IN-1302622 | Annur Cotton Mills | 11.2548 | 77.0821 | Annur Cotton Mill ,Coimbatore | ACMM01 | Airtel | Tamil Nadu | RT Pole
IN-1302618 | KGS Mills,Kuppanoor | 10.9559 | 76.8561 | KG MILLS,Kuppanoor,Madampatti COIMBATORE | KGSMM1 | Airtel | Tamil Nadu | GBT
IN-1303067 | NGP_Npmvocngr | 10.7686 | 79.8406 | No.29, Dharmakoil Road, Nagapattinam TK and Dist-611001 | Idea-INGP0094 | Idea | Tamil Nadu | RT Tower
IN-1303064 | NGP_Goldenngr | 10.9338 | 79.8356 | Door No.17, French Asriyar Veedhi, Karaikal TK, Karaikal Dist-609602 | Idea-INGP0014 | Idea | Tamil Nadu | RT Tower
IN-1303178 | Vasantha Nagar | 8.7002 | 77.7332 | M.Susaritha ,W/o Muralitharan, No.53/3 cpt, Sri Ramalinga Nagar, Perumal Puram, Tirunelveli-627007 | PKT63 | Airtel | Tamil Nadu | RT Tower
IN-1303060 | RMP_MKU_Evening_College | 9.5389 | 78.5988 | Door No.338E, Bhagawat Singh Road, Krishnaraj Mahal, Opposite to HP Petrol Bunk, Parmakudi Town, Ramanathapuram Dist-623707 | IdeaIRMP0088 | Idea | Tamil Nadu | RT Pole
IN-1303715 | CONOORBAZAR | 11.3463 | 76.7951 | 52, Titus Compound, Cross Bazar, Conoor, Nilgiri-643102 | 15049 | Vodafone | Tamil Nadu | RT Tower
IN-1303776 | Chettimandapam | 10.9712 | 79.4013 | No.76, Sowdambika Nagar, Chetty Mandabam, Kumbokonam Po, Thanjavur DT-612001 | 10936_ | Vodafone | Tamil Nadu | GBT
IN-1303885 | Chinthamanipudur | 11.0074 | 77.0727 | 52, Old 149, Trichy Road, Chinthamanipudur Post, Irugur Via, CBE-641103 | CNTMP1 | Airtel | Tamil Nadu | RT Tower
IN-1303978 | Tatabad | 11.0237 | 76.959 | 171, Raju naidu Road, Sivananda Colony, Coimbatore-641014 | 14983 | Vodafone | Tamil Nadu | RT Tower
IN-1304287 | VadakkuvalliyurBus Stop | 8.3962 | 77.5998 | 726/49, Kesavenery Road, Rajarathinam Nagar, Valiyur, Thirunelveli-627117 | VLUR5 | Airtel | Tamil Nadu | GBT
IN-1304149 | NGP_Myltown | 11.0983 | 79.6432 | No.61, Mahathma Gandhi Road, Koorainadu, Maiyaladuthurai, Nagapattinam DT-609001 | Idea-INGP0068 | Idea | Tamil Nadu | RT Tower
IN-1304250 | Valathancheri | 12.8814 | 79.9425 | Plot No. H5, Mathur Post, Valathancherry village, Oragadam,sriperumpudur TK, Kanchipuram Dt-602105 | VLLKT2 | Airtel | Tamil Nadu | RT Pole
IN-1304276 | Uni Source India trend | 11.2437 | 77.3812 | Unisorce Trend India SF No 360 /1 Vallipuram Village, Kunnathur Via, Perumanallur, Triupur - 638103 | USITM1 | Airtel | Tamil Nadu | RT Pole
IN-1304432 | Ramayanpaliyam | 11.9184 | 79.5502 | Mrs R Sumathi W/o Ragothaman Kumbakonam Main Raod Panagkuppam koliyanoor PO Villuppuram DT 605108 | RAMPM1 | Airtel | Tamil Nadu | GBT
IN-1304517 | Idea-Karaikal | 10.9192 | 79.8293 | No.36, Valal Sethakathi Street, Chinnathambi Nagar, karaikal-609602 | Idea-INGP0022 | Idea | Tamil Nadu | RT Tower
IN-1304466 | Alinjiwakkam | 13.2746 | 80.1515 | 116/3C2, Athupedu Village, Panneri TK, Thiruvallur DT, Chennai-67 | AJWKM1 | Airtel | Tamil Nadu | RT Tower
IN-1304550 | VILLA VIVIYANA | 12.7624 | 80.043 | 393/55, Sengundram, Mathuna govindhapuram, Chengalpattu-603204 | 15061 | Vodafone | Tamil Nadu | GBT
IN-1305407 | V.Kalathur | 11.4012 | 78.9308 | Mr I Amanulla Khan SF No 481/9, Khan Complex, Big Bazzar Street V Kalathur Veppanthattai TK Perambalur DT 621117 | VKLTR2 | Airtel | Tamil Nadu | RT Tower
IN-1305459 | KADAYANALLUR-IDAIKKAL | 9.052 | 77.352 | Mr. T. Durai Pandian, No.746/22, Kampaneri Puthukudi, Mangalapuram PO, Kadayanallur TK, Tirunelveli Dt 627751 | MGLPM1 | Airtel | Tamil Nadu | GBT
IN-1305402 | Periyar Maniammai University | 10.7345 | 79.0733 | Registrar Periyar maniyammai University, Periyar nagar, vallam, Thanjavur-613403 | VALM7 | Airtel | Tamil Nadu | GBT
IN-1305458 | AGARAKATTU-RAILWAY PEDER ROAD | 8.9806 | 77.3237 | No.472/2, Arulvani Nagar, Opp to Senthil Andavar Polytechnic, Thenkasi, Thirunelveli 627811 | TKSI12 | Airtel | Tamil Nadu | GBT
IN-1305440 | PUDUCHATRAM-NARIPATTI | 10.4635 | 77.8135 | No.7, Green Park Nagar, Semaaipatti, Plakannuthu village, Dindugal-palani Main Road, Dindugal-624704 | SMDPT1 | Airtel | Tamil Nadu | GBT
IN-1305529 | SPECO | 11.5267 | 79.747 | No.96, East Street, Panchakuppam, Pudupettai, Bhuvanagiri TK, Cuddalore Dist-608502 | 15224 | Vodafone | Tamil Nadu | GBT
IN-1306070 | Kasigoundanpudur | 11.0052 | 77.1383 | S.F.No.301/2B, SF. No.302/3B, Kasigoundampudur, kalangal PO, Sulur TK, Coimbatore | KSGPR1 | Airtel | Tamil Nadu | GBT
IN-1294644 | MRC Nagar-1 | 11.3716 | 76.7945 | S.F.No.270/1, R.S.No.59/4, 74/3, Coonoor-643102 | 14675 | Vodafone | Tamil Nadu | GBT
IN-1306300 | Chinmaya International Residential | 10.9281 | 76.7387 | THE CHINMAYA INTERNATIONAL RESIDENTIAL SCHOOL ,Nallurvayal post, Srivani Main Road, Coimbatore | KRNYM2 | Airtel | Tamil Nadu | RT Pole
IN-1306313 | Osram India Pvt Ltd | 12.9939 | 79.8491 | OSRAM India Pvt Lid, No.139, Karanai Village, Perambakkam PO Tamilnadu India 631402 | KLMBD1 | Airtel | Tamil Nadu | RT Pole
IN-1306445 | Samandhapuram | 9.4553 | 77.5478 | Mr.Madavar Samugam, No.35/8, Gana Samapather South Street, Rajapalayam, Virudhunagar 626117 | RJPM26 | Airtel | Tamil Nadu | RT Tower
IN-1306448 | Mariayaee Nagar | 10.9493 | 78.4445 | SF.No.356/14 and 356/15, Bazar Street, Trichy Main Road, Musuri, Trichy-621211 | MUSI5 | Airtel | Tamil Nadu | GBT
IN-1306826 | K.K.pudur | 11.0351 | 76.9396 | Mr.Dayanand S/o. Gopalasamy. S.F. No.316. Sanganoor, Rathinapuri Post, Coimbatore 641027. Ph.99423-49394 | CBE465 | Airtel | Tamil Nadu | RT Tower
IN-1307484 | SLM_Neermullikuttai | 11.7133 | 78.3526 | S/o M Soundararajan, SF.No. 84/1, Neermulikuttai, Vadapady Tk, Salem-636139 | ISLM0291 | Idea | Tamil Nadu | GBT
IN-1307463 | VLM_TANDAVASAMUDRAM | 12.1575 | 79.3475 | S.F.No.334/2, Tandavasamudram, Gingee TK, Vilupuram Dt-605202 | IVLM0114 | Idea | Tamil Nadu | GBT
IN-1307454 | VLM_PUNDI | 12.0547 | 79.4791 | 3/28, 189/4, Pundi, Villupuram Dist-606203 | IVLM0137 | Idea | Tamil Nadu | GBT
IN-1307481 | TVR_Needamangalam | 10.7733 | 79.42 | Mrs Masooda Beevi SF No.45 / 3Z Plot No.22 ,34, Door No.14, Old Needamangalam Road, Kamarajar Nagar, Needamangalam, Thiruvarur DT 614404 | ITVR0069 | Idea | Tamil Nadu | GBT
IN-1307424 | PDK_SATTUKKUDI | 10.083 | 79.1246 | SF.No.23/3, Patta No.73, Pattamadayan Vettanur PO, Avadyaiar Koil Tk, Pudukottai Dt-614630 | IPDK0031 | Idea | Tamil Nadu | GBT
IN-1307455 | THN_PALAKOMBAI | 9.9054 | 77.6211 | No.146-3B2B, Palakombai Vill, Andipatti TK, Theni Dt-625512 | ITHN0123 | Idea | Tamil Nadu | GBT
IN-1307462 | TVM_MORRAPPANTHANGAL | 12.7408 | 79.2902 | 364/2, Morappanthangal Village, Arani TK, Thiruvannamali-632317 | ITVM0196 | Idea | Tamil Nadu | GBT
IN-1307464 | VEL_KUPAMPALAYAM | 12.7652 | 78.8354 | S.No.116/2A, Patta No.209, Kuppampalayam Road, Chinnapillikuppam Po G R Palayam Via Ambur TK Vellore 632107 | IVEL0303 | Idea | Tamil Nadu | GBT
IN-1307469 | ERD_Oricheri | 11.465 | 77.603 | S.F.No.228/1, Door No.5/324, North Puthur, Orichery Po, Bhavani TK, Erode-638501 | IERD0297 | Idea | Tamil Nadu | GBT
IN-1307465 | DHP_Velampatti | 12.3959 | 78.2868 | SF.No.861/5, No.69, Logabiram Street, Vellapatti PO, Nagojanahalli , Pochampalli TK, krishnagiri-635204 | IDHP0113 | Idea | Tamil Nadu | GBT
IN-1307468 | VLM_Kilperumbakkam | 11.948 | 79.5041 | SF No.48/1, 47/1A, Thiruvasaga Street, Keelperumbakkam, Villupuram Dist-605602 | IVLM0189 | Idea | Tamil Nadu | GBT
IN-1307483 | THK_PEIKULAM | 8.5154 | 77.8574 | M Ramasamy Nadar , No.793, Venkadesapuram, Komaneri Road, Peikulam, Asirvathapuram PO Tuticorin 628613 | ITHK0145 | Idea | Tamil Nadu | GBT
IN-1307457 | NGP_VADAGARAI | 10.8309 | 79.7041 | Mr.S.Swetharaniyam, 86/2A,East street, Thirupaiyathan kudi, Nagapattinam 610101 | INGP0115 | Idea | Tamil Nadu | GBT
IN-1307453 | NGP_TIRUMARUGAL | 10.8824 | 79.7018 | P Murugan, SF No.85/1A/3, 4/136/2, Manayarakula Street, Thirupugalur, Nagapattinam 609704 | INGP0137 | Idea | Tamil Nadu | GBT
IN-1307581 | Chettithangal (Ct) | 12.9485 | 79.3481 | No.34,AMMUR ROAD,MANTHANGAL,RANIPET, VELLORE-632404 | CTNGL2 | Airtel | Tamil Nadu | GBT
IN-1307783 | RAAJ Diary Farm | 10.3256 | 77.9543 | A.R.Dairy Pvt Ltd., 10/5C, Madurai Road, Begampur Post, Dindugal-624002 | RJDFM1 | Airtel | Tamil Nadu | RT Pole
IN-1308464 | Kilambi | 12.8683 | 79.6512 | S.NO.142/13,KILAMBI VILLAGE,KRISHNAPURAM,KANCHIPURAM-631551 | KLMBI3 | Airtel | Tamil Nadu | GBT
IN-1310848 | ERD_Odathurai | 11.4576 | 77.5095 | S/o Muthusamy Gounder, 15/3, Odatharai PO, Kounthampadi Via, Erode RMS-638455 | IERD0308 | Idea | Tamil Nadu | GBT
IN-1309888 | RVS Hospital | 11.0306 | 77.1336 | K. Ramamoorthy 1 /5C Vetriamman Nagar, Sengathurai Road, Sulur 641402 | SULR12 | Airtel | Tamil Nadu | RT Tower
IN-1310009 | Trichy | 10.7458 | 78.6969 | S/o Late.Chinnasamy, Plot No.3, EB Colony, Airport Po, Trichy-620007 | TRY300 | Airtel | Tamil Nadu | GBT
IN-1310843 | SLM_Veerapandi | 11.5726 | 78.0713 | S/o R Periyasamy, SF.No.6/9, Patta No.125, D.No.4/108, Vaiyaputikatta Palamputti, Veerapandi PO, Salem-636308 | ISLM0307 | Idea | Tamil Nadu | GBT
IN-1310844 | KRI_Battavarapalli | 12.8455 | 77.8859 | SF.No. 1/2A2, No.2-133-2, B.Mudukanpalli Ward 2, Alasappalli Batlavarapalli PO, Krishnagiri-635103 | IKRI0151 | Idea | Tamil Nadu | GBT
IN-1310847 | TNJ_Thiruchotruthurai | 10.8769 | 79.1394 | S/o, Kuppasamy Pillai, 3/363, Athangarai Street, Kadai Theru, Thiruchotru Thurai, Thirauuaiyar TK, Thanjavur DT-6132002 | ITNJ0177 | Idea | Tamil Nadu | GBT
IN-1311340 | Reddiapatti | 10.4831 | 77.6906 | W/O kalliappan, SF.No.59/11, Chinna Karathapatti, Virupatchi Village, Ottanchathtram TK, Dindugal-624619 | RDPT1 | Airtel | Tamil Nadu | GBT
IN-1309246 | MAD_Avaniapuram2 | 9.8768 | 78.117 | SF.No.32/3B3B, 320/7, Byepass Road, Valanthapuram, Avaniya Puram, Madurai-12 SF.No.32/3B3B, 320/7, Byepass Road, Valanthapuram, Avaniya Puram, Madurai-12 | IMAD0372 | Idea | Tamil Nadu | RT Tower
IN-1043935 | Ambattur North Industrial Estate | 13.1112 | 80.1617 | RAJAMEENA INDUSTRIES, 385, AMBATTUR INDL ESTATE- NORTH PHASE, (NEAR GODRJ BOYCE) AMBATTUR, CHENNAI-98 | CHM335 | Airtel | Chennai | RT Tower
IN-1128402 | Abhiramapuram | 13.0314 | 80.2564 | NO 68, C.P. RAMASAMY ROADALWARPETCHENNAI - 600 018. | CHM001 | Airtel | Chennai | RT Tower
IN-1232349 | Abu Palace | 13.0798 | 80.2522 | HOTEL ABUPALACE, POONAMMALLEE HIGH ROAD, CHENNAI. | CHM002 | Airtel | Chennai | RT Tower
IN-1043675 | Ambattur Clothing Ltd 2, Mepz | 12.943 | 80.1178 | AMBATTUR CLOTHING LTD, MEPZ, CHENNAI. | CHI351 | Airtel | Chennai | RT Pole
IN-1043674 | Ambattur Clothing Ltd, Mepz | 12.9431 | 80.1176 | AMBATTUR CLOTHING LTD, MEPZ, CHENNAI. | CHI001 | Airtel | Chennai | RT Pole
IN-1043938 | Adambakkam3 | 12.9933 | 80.2087 | 5/11, 1ST STRET, PERIYAR NAGAR, ADAMBAKKAM, CHENNAI-88 | CHM468 | Airtel | Chennai | RT Tower
IN-1043940 | Adambakkam5 | 12.9911 | 80.2056 | 61, TIRUMALA SRINIVASA RICE MILL, KAKKAN NAGAR MAIN ROAD, ADAMBAKKAM, CH-88. | CHM634 | Airtel | Chennai | RT Tower
IN-1043941 | Adambakkam6 | 12.997 | 80.1961 | 449/311, TRANS LIFT CARGO MOVERS PRIVATE LTD, MKN ROAD, ALANDUR, CHENNAI-16. | CHM532 | Airtel | Chennai | RT Tower
IN-1043920 | Adambakkam7 | 12.9958 | 80.2045 | PLOT NO.25,ABRAHAM STREET, ADAMBAKKAM, CHENNAI | CHM826 | Airtel | Chennai | RT Pole
IN-1043644 | Adambakkam8 | 12.9874 | 80.2008 | PLOT # 14, 8TH STREET EXTN, PARTHASARATHY NAGAR, CHENNAI-88 | CHM878 | Airtel | Chennai | GBT
IN-1243544 | Adambakkam | 12.9949 | 80.2014 | NEW NO 7 (OLD NO 4)KARUNEEGAR STREETADAMBAKKAM, CHENNAI ? 600 088. | CHM003 | Airtel | Chennai | RT Tower
IN-1043942 | Adyar | 13.0061 | 80.2578 | 7 LATTICE BRIDGE ROAD, ADYARCHENNAI-20 | CHM004 | Airtel | Chennai | RT Tower
IN-1043943 | Adyar2 | 13.0065 | 80.255 | SHAH ENTERTAINMENT, 1ST MAIN ROAD, GANDHI NAGAR, ADYAR, CHENNAI. | CHM426 | Airtel | Chennai | RT Tower
IN-1043911 | Agaram 2 | 13.1086 | 80.235 | NO 79/24, RANGASAYEE ST, SEMBIUM, CHENNAI-11. | CHM909 | Airtel | Chennai | RT Pole
IN-1043944 | Agaram | 13.1125 | 80.2313 | #46,CHELLAPPA COMPLEX, SRP KOIL STREET, AGARAM, CHENNAI - 82 | CHM005 | Airtel | Chennai | RT Tower
IN-1128034 | Manhatten2{Air} | 13.0385 | 80.2779 | ALL INDIA RADIO,MYLAPORE,CHENNAI-04 | CHM570 | Airtel | Chennai | GBT
IN-1043648 | Avadi Air Force | 13.1479 | 80.064 | 35/3 A, MUKTHAPUDUPET VILLAGE, SAIDAPET TALUK, POONAMALLE SUB DISTRICT. (NEAR TO NARENDRA THEATRE) | CHM006 | Airtel | Chennai | GBT
IN-1128030 | Airport | 12.9769 | 80.1599 | NEW DOOR NO.4, PALLAVARAMCANTONMENT, CHENNAI-44 | CHM007 | Airtel | Chennai | GBT
IN-1043946 | Akshya Nagar | 13.0917 | 80.182 | GANESH STORES, PLOT NO: 31, KAMARAJAR STREET, SRINIVASA NAGAR , PADI, CHENNAI-50 | CHM437 | Airtel | Chennai | RT Tower
IN-1043947 | Alagappa Road | 13.0815 | 80.2556 | 92, DR ALAGAPPA ROAD, PURASAIWAKKAM, CHENNAI - 600 084 (NEAR KOLA HOSPITAL) | CHM347 | Airtel | Chennai | RT Tower
IN-1044406 | Alagiri Nagar | 13.0564 | 80.214 | OLD NO:43/1, NEW NO:29,ALAGIRINATHAN MAIN ROAD, VADAPALANI. | CHM776 | Airtel | Chennai | RT Tower
IN-1244914 | Alanthur 2 | 13.0034 | 80.2067 | NEW NO:66,OLD NO:54,SAURI STREET,ALANDUR,CHENNAI-16 | CHM1387 | Airtel | Chennai | RT Tower
IN-1044437 | Alandur | 13.004 | 80.2041 | # 39, TAADIKARA SWAMY KOIL STREET, ALANDUR, CHENNAI-16 | CHM809 | Airtel | Chennai | RT Tower
IN-1043916 | Al-Block, Annanagar | 13.0814 | 80.2038 | 25/117,AL 3RD ST,ANNA NAGAR, CHENNAI-40. | CHM881 | Airtel | Chennai | RT Pole
IN-1043949 | Alwarpet2 | 13.0351 | 80.2569 | VIJAYA BANK, C.P.RAMASWAMY ROAD, ALWARPET, CHENNAI-18 | CHM533 | Airtel | Chennai | RT Tower
IN-1105999 | Alwar Thiru Nagar2 | 13.0526 | 80.1819 | PL NO:45,5TH STREET,BALAJI NAGAR,ALWAR THIRU NAGAR,CH-87 | CHM1236 | Airtel | Chennai | RT Tower
IN-1133815 | Alwartirunagar3 | 13.0486 | 80.1851 | ILANGO STREET, ALWARTIRUNAGAR, CHENNAI | CHM1514 | Airtel | Chennai | RT Tower
IN-1043952 | Ambattur2 | 13.1077 | 80.1547 | NO:22/14, GOVINDA MASTRY STREET, DOBI COLONY, AMBATTUR, CHENNAI-600053 | CHM507 | Airtel | Chennai | RT Tower
IN-1244902 | Ambattur3 | 13.1103 | 80.1519 | MR.S.ISRAEL ARUL,S/O.MR.SELVARAJ,DOOR NO.357,M.T.H. ROAD,AMBATTUR,CHENNAI-600053.PH:9841317843 | CHM1051 | Airtel | Chennai | RT Tower
IN-1043953 | Ambattur | 13.1127 | 80.1501 | DOOR NO.1, 3RD MAIN ROAD INDL.ESTATEAMBATTUR, CHENNAI-58 | CHM010 | Airtel | Chennai | RT Tower
IN-1243190 | Ambedkar Salai2 | 13.0508 | 80.219 | MR.K.LOGANATHAN ,NO 72 KAMARAJ COLONY , 1ST STREET ,KODAMBAKKAM-21 | CHM1126 | Airtel | Chennai | RT Tower
IN-1043954 | Ambedkarsalai | 13.0466 | 80.2186 | 107, ASHOK NAGAR MAIN ROADAMBEDKAR SALAI, KODAMBAKKAMCHENNAI - 600 024. | CHM011 | Airtel | Chennai | RT Tower
IN-1043955 | Ambattur Estate2 | 13.102 | 80.1774 | 64, SANGEETHA ENGINEERING WORKS, BRAHMIN STREET, KORATTUR, CHENNAI-80. | CHM508 | Airtel | Chennai | RT Tower
IN-1043956 | Ambathur Estate4 | 13.1075 | 80.1716 | ACUTE HONING CENTER, 57/A, SIDCO INDUSTRIAL ESTATE, AMBATHUR, CH-98 | CHM609 | Airtel | Chennai | RT Tower
IN-1044438 | Ambattur Estate 5 | 13.0912 | 80.1658 | # SP26, SRI PLAST, AMBATTUR INDUSTRIAL ESTATE, CHENNAI-58 | CHM769 | Airtel | Chennai | RT Tower
IN-1044428 | Ambattur Estate6 | 13.0894 | 80.1697 | G 21, 2ND MAIN ROAD, AMBATTUR IND ESTATE, CHENNAI-58 | CHM770 | Airtel | Chennai | RT Tower
IN-1043957 | Ambattur Estate | 13.1003 | 80.1696 | NO 18, COROMANDEL TOWN, OPP AMBATUR ESTATE BUS TERMINUS CHENNAI ? 600 058. | CHM012 | Airtel | Chennai | RT Tower
IN-1237055 | Ambattur Industrial Estate2 | 13.1092 | 80.1679 | NO.-107-A(5), SIDCO INDUSTRIAL ESTATE, DAIRY ROAD, PATTRAVAKKAM, AMBATTUR, CHENNAI-98 | CHM1292 | Airtel | Chennai | RT Tower
IN-1043958 | Ambattur Industrial Estate | 13.0968 | 80.1651 | C/O MICRO CHEM, 95D/3 (SP) (C-PART), AMBATTUR INDUSTRIAL ESTATE, AMBATTUR, CHENNAI -58. | CHM321 | Airtel | Chennai | RT Tower
IN-1043959 | Ambattur O.T.2 | 13.1256 | 80.1414 | NO.48/1 3D, INDIA MARBLES & TILES, BALAJI NAGAR, THIRUMULLAIVOIL, CHENNAI-62 | CHM535 | Airtel | Chennai | RT Tower
IN-1118387 | Ambattur Telephone Exchange | 13.1005 | 80.1617 | MRS. S. NALINI, S NO.-388/1A, NO.-34, VELLALA STREET, 3RD MAIN ROAD, AMBATTUR, CHENNAI-58 | CHM1543 | Airtel | Chennai | RT Tower
IN-1043961 | Aminjikarai2 | 13.0778 | 80.2294 | NEW # 42/1. OLD # 30, GAJAPATHI STREET, SHENOY NAGAR, CHENNAI-30 | CHM537 | Airtel | Chennai | RT Tower
IN-1044371 | Aminjikarai3 | 13.0707 | 80.2262 | 14, KAMBAR STREET, RAJARAM METHA NAGAR, CHOOLAIMEDU, CHENNAI-94. | CHM703 | Airtel | Chennai | RT Tower
IN-1043962 | Aminjikarai | 13.0744 | 80.2288 | DR. MU.VA. HOSPITALNO 1 (OLD NO. 6), KANNIAMMAN KOIL STSHENOY NAGARCHENNAI ? 30. | CHM014 | Airtel | Chennai | RT Tower
IN-1044417 | Amirmahal1 | 13.0572 | 80.2667 | 28/1, C.S. DURAISAMY COLONY,PERUMAL MUDALI ST,ROYAPETTAH, CHENNAI-14. | CHM787 | Airtel | Chennai | RT Tower
IN-1043677 | Amman Koil - Micro | 13.1003 | 80.2838 | AMEER MEDICALS, 86, ST.XAVIER STREET, S.WELLS, CH-01. | CHI242 | Airtel | Chennai | RT Pole
IN-1044419 | Anna Adarsh College | 13.0793 | 80.2117 | PLOT NO:2, KRISHNA VIGAR, NO:132,7TH MAIN ROAD, AI BLOCK, ANNA NAGAR,CHENNAI-40. | CHM701 | Airtel | Chennai | RT Tower
IN-1130260 | Anakaputhur4 | 12.9996 | 80.1225 | 2/98, BAJANAI KOIL STREET, GANDHI SALAI, BHARATHI NAGAR, CHENNAI-602 101 | CHM1453 | Airtel | Chennai | GBT
IN-1248608 | Anderson Street | 13.0915 | 80.2844 | MR.FAZLUR RAHMAN/ATHAUR RAHMAN,NO.59/2,ANDERSON STREET,CHENNAI-600001.PH:9962581059 | CHI512 | Airtel | Chennai | RT Tower
IN-1043799 | Anderson Micro | 13.0897 | 80.2838 | OLD NO.42, ANDERSON STREET, CHENNAI | CHI291 | Airtel | Chennai | RT Tower
IN-1043805 | Angappa Naicken Street2 | 13.099 | 80.2911 | 106/221,ANGAPPAN NAICKEN ST,PARRYS, CHENNAI-1 | CHM427 | Airtel | Chennai | RT Pole
IN-1043762 | Angappa Naicken Street 4 | 13.0944 | 80.2905 | MR.ABDUL RAZAK, 235/112, ANGAPPA NAICKEN STREET, PARRYS, CHENNAI. | CHI429 | Airtel | Chennai | Wall Mount
IN-1043761 | Angappa Naicken Street | 13.0944 | 80.2905 | MR.ABDUL RAZAK, 235/112, ANGAPPA NAICKEN STREET, PARRYS, CHENNAI. | CHI004 | Airtel | Chennai | RT Tower
IN-1043966 | Anna Arch | 13.0754 | 80.2156 | SARAVANAN ENTERPRISES, (O) 625, (N) 762, P H ROAD, ARUMBAKKAM, CHENNAI - 600 106 | CHM305 | Airtel | Chennai | RT Tower
IN-1044511 | Anna Nagar East 2 | 13.0898 | 80.2199 | 8/32, 5TH STREET, H BLOCK, ANNA NAGAR EAST, CHENNAI-102 | CHM828 | Airtel | Chennai | RT Tower
IN-1128626 | Anna Nagar East | 13.0876 | 80.2177 | W 122 III AVENUE PLOT C5 ANNA NAGAR CHENNAI 40 | CHM017 | Airtel | Chennai | RT Tower
IN-1043967 | Anna Nagar3 | 13.0922 | 80.2029 | NO 4, CHURCH, 1ST CROSS ST, ANNANAGAR WEST, CHENNAI. | CHM411 | Airtel | Chennai | RT Tower
IN-1044380 | Annanagar4 | 13.0942 | 80.2062 | 1050,I-BLOCK, 18TH MAIN ROAD, ANNANAGAR WEST, CH-40 | CHM642 | Airtel | Chennai | RT Tower
IN-1044429 | Anna Nagar 5 | 13.0871 | 80.2024 | NO.5105 H BLOCK 15TH MAIN ROAD, ANNA NAGAR , CHENNAI -40 | CHM717 | Airtel | Chennai | RT Tower
IN-1044434 | Anna Nagar 6 | 13.0963 | 80.2013 | NO22/50, THIRUMANGALAM ROAD(27TH STREET), NAVALAR NAGAR, CHENNAI-40 | CHM774 | Airtel | Chennai | RT Tower
IN-1239775 | Anna Nagar9 | 13.0917 | 80.2097 | K . VIJAY KARYAKR ,Z -BLOCK ,PLOT NO-1111,11TH STREET ,5TH AVENUE ,ANNANAGAR ,CH-60040 | CHM1562 | Airtel | Chennai | RT Pole
IN-1043968 | Annanagar | 13.0811 | 80.2194 | DOOR NO.A 102, III AVENUEANNA NAGAR, CHENNAI-102 | CHM018 | Airtel | Chennai | RT Tower
IN-1043969 | Anna University1 | 13.01 | 80.2401 | MADRAS UNIVERSITY P.G. MEN`S HOSTEL, GUINDY CAMPUS, CHENNAI - 600 032. (G+2) (OPP. A.C.TECH MEN`S HOSTEL IN THE CAMPUS OF MADRAS UNIVERSITY, GUINDY) | CHM019 | Airtel | Chennai | RT Tower
IN-1044372 | Annanagar West2 | 13.0973 | 80.1929 | 2/53 NORTH MAIN ROAD, ANNA NAGAR WEST, CHENNAI. | CHM671 | Airtel | Chennai | RT Tower
IN-1244907 | Annanagar West 3 | 13.0898 | 80.195 | MR.RajKumar,NO.54/10,New.25 SOUNDARAYA COLONY,ANNA NAGAR WEST,CHENNAI-600101. | CHM730 | Airtel | Chennai | RT Tower
IN-1242638 | Annanagar West4 | 13.0974 | 80.1963 | Mr.Ethirajalu,No.229,Emayam colony,Anna Nagar West Extn,Chennai-101,Ph-9840380604 | CHM1406 | Airtel | Chennai | RT Tower
IN-1125921 | Annanagar West | 13.0933 | 80.196 | PLOT NO.392 WEST ANNA NAGARCHENNAI-102 | CHM020 | Airtel | Chennai | RT Tower
IN-1043669 | Anna Nagar Bus Terminal | 13.093 | 80.1986 | GEETHANJALI COLONY, 320, 7TH AVE, ANNANAGAR WEST, CEHNNAI-40. | CHI389 | Airtel | Chennai | Wall Mount
IN-1043679 | Anna Arch Microcell | 13.0747 | 80.2178 | 711/ 394, CHENNAI MEDICALS, POONAMALLEE HIGH ROAD, NEAR ANNA NAGAR ARCH SIGNAL JUNCTION, ANNA | CHI124 | Airtel | Chennai | RT Pole
IN-1043745 | Arcot Road,Ambedkar Statue | 13.0523 | 80.22 | NEW NO.172, OLD NO.313, ARCOT ROAD, KODAMBAKKAM, CHENNAI-24 | CHI319 | Airtel | Chennai | RT Pole
IN-1043970 | Arcot Road2 | 13.0539 | 80.2252 | NO 82, ARCOT ROAD, KODAMBAKKAM, CHENNAI-24 | CHM410 | Airtel | Chennai | RT Tower
IN-1043971 | Arcot Road | 13.0512 | 80.2157 | MANAPPURAM FINANCE, 251, ARCOT ROAD, (OPP TO JAINS EIFFEL GARDENS), VADAPALANI, CHENNAI. (G+3) | CHM021 | Airtel | Chennai | RT Tower
IN-1232353 | Areva T&D | 12.9749 | 80.1518 | 19/1,GST ROAD,PALLAVARAM,CHENNAI | CHM863 | Airtel | Chennai | RT Pole
IN-1043972 | Vellala Teynampet | 13.0472 | 80.2513 | (N)95, MUTHIAH MUDALI ST,,VELLALA TEYNAMPET, CHENNAI., | CHM392 | Airtel | Chennai | RT Tower
IN-1043973 | Arumbakkam2 | 13.0735 | 80.2067 | 3/67,VALLUR SALAI, JEGANATHEN NAGAR ARUBBAKKAM, CHENNAI-106 | CHM549 | Airtel | Chennai | RT Tower
IN-1043974 | Arumbakkam3 | 13.07 | 80.2069 | NO7, PLOT 25, JAINAGAR, 8TH STREET, ARUMBAKKAM, CH-106. | CHM616 | Airtel | Chennai | RT Tower
IN-1043632 | Arumbakkam4 | 13.0712 | 80.2108 | # 7/3, DR. MU VA STREET, SANJEEVI NAGAR, ARUMBAKKAM, CHENNAI-106 | CHM762 | Airtel | Chennai | GBT
IN-1044382 | Arumbakkam5 | 13.0715 | 80.2169 | # 1/48, VINAYAGAR KOIL STREET, AYYAVO COLONY, AMINJIKARAI, CHENNAI-29 | CHM763 | Airtel | Chennai | RT Tower
IN-1044391 | Arumbakkam6 | 13.0763 | 80.2038 | CHENNAI AUTO ENGG(P) LTD , 545, P.H ROAD, ARUMBAKKAM, CHENNAI-106 | CHM772 | Airtel | Chennai | RT Tower
IN-1237859 | Arumbakkam 7 | 13.069 | 80.2093 | L.Kalavathi, W/O.Lakshmi Narayanan, PLOT NO.6, DURGA STREET, SAKTHI NAGAR ARUMBAKKAM, CH 106 | CHM1153 | Airtel | Chennai | RT Tower
IN-1105986 | Arunachala Road2 | 13.0779 | 80.2673 | NO:17/1,NEW NO:22,KOVUR VAIDHYANATHAN STREET,CHINTADRIPET,CH-2 | CHM1220 | Airtel | Chennai | RT Tower
IN-1043975 | Arunachala Road, Chindatripet | 13.0751 | 80.2701 | (N) 24, (O) 17, ARUNACHALA NAICKEN STREET, CHINTADRIPET, CHENNAI - 600 002 | CHM341 | Airtel | Chennai | RT Tower
IN-1043976 | Arya Gowda Rd2 | 13.0435 | 80.2221 | ARYA JUICE WORLD, NEW NO:15, OLD NO:4/4, ARYAGOWDA ROAD, WEST MAMBALAM | CHM538 | Airtel | Chennai | RT Tower
IN-1105988 | Arya Gowda Road3 | 13.0444 | 80.2193 | NO:10/24,NAKEERAN STREET,WEST MAMBALAM,CH-37 | CHM1199 | Airtel | Chennai | RT Tower
IN-1043977 | Arya Gowda Rd | 13.0401 | 80.2212 | NO 55, ARYA GOWDA ROADWEST MAMBALAMCHENNAI - 33. | CHM023 | Airtel | Chennai | RT Tower
IN-1128585 | Ashok Pillar | 13.0349 | 80.2125 | T.R.B. COMPLEX FLAT OWNERS ASSOCIATIONT.R.B. COMPLEX, NO 76(OLD NO.22)1ST AVENUE, ASHOK NAGARCHENNAI ? 83. | CHM024 | Airtel | Chennai | RT Tower
IN-1043681 | Ashok Pillar Microcell | 13.0367 | 80.2121 | HOTCHIPS, 1ST AVENUE, ASHOKNAGAR, CHENNAI. | CHI181 | Airtel | Chennai | RT Pole
IN-1043978 | Ashok Nagar2 | 13.0301 | 80.2145 | LORDS MANAR, 2/27, 66TH STREET, ASHOK NAGAR, CHENNAI. | CHM358 | Airtel | Chennai | RT Tower
IN-1043979 | Ashok Nagar3 | 13.0379 | 80.2162 | 3/2, SAMIYAR THOTAM, 7TH AVEUE, CHENNAI-83 | CHM428 | Airtel | Chennai | RT Tower
IN-1043980 | Ashok Nagar4 | 13.0313 | 80.2244 | NEW NO : 4/48, OLD NO : 6/2, GOVINDAN ROAD, WEST MAMBALAM, CHENNAI-33. | CHM478 | Airtel | Chennai | RT Tower
IN-1043981 | Ashoknagar5 | 13.0429 | 80.2169 | KWIKFITT, 25/51, 4TH AVE, ASHOKNAGAR, CH-83. | CHM626 | Airtel | Chennai | RT Tower
IN-1236354 | Nemilicheri | 13.1246 | 80.0506 | SRI.SELVAM, NO.4/4, AMBEDKAR COLONY, CTH ROAD, NEMILICHERY, CHENNAI - 24, MOB: 9940359267 | CHN1547 | Vodafone | Chennai | GBT
IN-1072071 | Ashok Nagar7 | 13.0293 | 80.2216 | NO.104,OLD MAMBALAM ROAD,WEST MAMBALAM,CHENNAI-600033. | CHM1071 | Airtel | Chennai | RT Pole
IN-1043982 | Ashok Nagar | 13.0324 | 80.22 | NO 9,GOVINDAN ROAD, WEST MAMBALAM,CHENNAI-33 (PH:24892819) | CHM025 | Airtel | Chennai | RT Tower
IN-1044489 | Ashok Leyland | 13.2123 | 80.3176 | ADD.1/2,2ND CROSS ST, NEHRU NAGAR,ENNORE, CHENNAI | CHM949 | Airtel | Chennai | RT Tower
IN-1043983 | Aspin Inn | 13.0549 | 80.2112 | ASPIN INN, 100 FT ROAD, KODAMBAKKAM, CHENNAI. | CHM026 | Airtel | Chennai | RT Tower
IN-1113589 | Athipet 2 | 13.0889 | 80.1487 | 31, VENKATESWARAN STREET, CHELLIAMMAN NAGAR, ATHIPET, CHENNAI 58 | CHM1398 | Airtel | Chennai | RT Tower
IN-1043985 | Avadi2 | 13.137 | 80.1031 | 19, UDHAYAM CYCLE, KOILPADHAGAI MAIN ROAD, AVADI. | CHM502 | Airtel | Chennai | RT Tower
IN-1043986 | Avadi3 | 13.111 | 80.0952 | 86, VIVEKANANDA HOSPITAL, KAMARAJ NAGAR MAIN RD, AVADI, CHENNAI. | CHM481 | Airtel | Chennai | RT Tower
IN-1044477 | Avadi4 | 13.1167 | 80.0944 | NO 11, DR.RADHAKRISHNAN ST, NANDAVANA METTUR, AVADI, CHENNAI - 71. | CHM942 | Airtel | Chennai | RT Tower
IN-1123684 | Avadi 6 | 13.1061 | 80.0982 | 64, 4TH STREET, KAMRAJ NAGAR, AVADI, CHENNAI | CHM1394 | Airtel | Chennai | RT Tower
IN-1121460 | Avadi8 | 13.1214 | 80.0869 | K. NAGALAKSHMI, S NO 155/2, 20/1 KAVARA PALAYAM, AVADI CAMP POST, AVADI, CHENNAI 54, PHONE 65326241 | CHM1551 | Airtel | Chennai | GBT
IN-1244911 | Avadi Bus Terminus | 13.1209 | 80.1034 | MR.S.SELVARAJ,NO.286 & 683,C.T.H.ROAD,POONTHAMAILI ROAD,AVADI,CHENNAI-54.PH: | CHM994 | Airtel | Chennai | RT Tower
IN-1044502 | Avm Studio, Vadapalani | 13.0457 | 80.2084 | NO 16 / 8, MASTTHAN ALI GARDEN, SA LINGAM SALAI, VADAPALANI, CHENNAI-26 | CHM903 | Airtel | Chennai | RT Tower
IN-1043987 | Ayanavaram2 | 13.0932 | 80.23 | 17/10, DURAISAMY ST, AYANAVARAN, CHENNAI-23 | CHM390 | Airtel | Chennai | RT Pole
IN-1043988 | Ayanavaram3 | 13.097 | 80.2264 | 18/7C, BATTACHARIYA ST, AYANAVARAM, CH-23. | CHM613 | Airtel | Chennai | RT Tower
IN-1043989 | Ayanavaram4 | 13.0981 | 80.2356 | OLD NO:57,NEW NO:149,KUNNOOR HIHG ROAD, AYANAVARAM, CHENNAI | CHM614 | Airtel | Chennai | RT Tower
IN-1072099 | Ayanavaram6 | 13.0964 | 80.23 | NO 14, RAMASWAMY ST, AYANAVARAM, CHENNAI-23. | CHM 1072 | Airtel | Chennai | RT Tower
IN-1137868 | Ayanavaram7 | 13.099 | 80.2397 | DOOR NO.-34/1, PILKINDAM ROAD, AYANAVARAM, CHENNAI-23 | CHM1132 | Airtel | Chennai | RT Tower
IN-1043649 | Ayanamabakkam | 13.0774 | 80.156 | (OPP) SANKAR SEELING SYSTEMS,NEXT TO KONE LIFT ,VANAGARAM/AMBATTUR ROAD, | CHM398 | Airtel | Chennai | GBT
IN-1043808 | Ayanavaram | 13.0997 | 80.2304 | 277 KH RD, AYANAVARAMCHENNAI - 600023 | CHM028 | Airtel | Chennai | RT Pole
IN-1237773 | Ayanambakkam2 | 13.0822 | 80.2578 | 111,144/3,AMBATTUR,VANAGARAM,AYANAMPAKKAM,CHENNAI | CHM1565 | Airtel | Chennai | RT Tower
IN-1233800 | Ayanbakkam3 | 13.0418 | 80.0911 | 5/9, GANDHI STREET, AYANAMBAKKAM, CHENNAI - 106 | CHM1566 | Airtel | Chennai | GBT
IN-1106006 | Ayapakkam2 | 13.1041 | 80.1317 | MR.I.LALITH PRABHU ROY,S/O.A.INBAKUMARAN,PLOT NO.3766,LIG-I TYPE,TAMIL NADU HOUSING BOARD,AMBATTUR-PART I & II AYAPAKKAM VILLAGE,CHENNAI-73.PH: | CHM1156 | Airtel | Chennai | RT Tower
IN-1237787 | Ayapakkam3 | 13.1104 | 80.1311 | MR.P.RAMACHANDRAN S/o.MR.PANDI S.NO.866/9 MIG 1004, TNHB COLONY, PHASE I AND II, AYAPAKKAM CHENNAI - 600 077 | CHM1279 | Airtel | Chennai | RT Tower
IN-1122630 | Ayapakkam4 | 13.092 | 80.1256 | E. KARUNAKARAN, S NO 424/1, PLOT NO 108, APARNA NAGAR, AYAPPAKKAM, CHENNAI - 77? PHONE? 98848 64025. | CHM1469 | Airtel | Chennai | GBT
IN-1239776 | Ayapakkam5 | 13.1309 | 80.0549 | MR.A.S.VENUGOPAL S/O.MR.SAMI NAICKERYS.NO.470/1 VANAGARAM ROAD, ATHIPET, CHENNAI - 600 015 PH ;9381029377 | CHM1544 | Airtel | Chennai | RT Tower
IN-1239917 | Ayapakkam6 | 13.0953 | 80.1546 | MR.V.S.PRABHAKAR, S/o.MR.V.SEENI RAMDOSS,no. 3, gandhi street, ganesh nagar, ayapakkam , chennai 77 | CHM1600 | Airtel | Chennai | RT Tower
IN-1043990 | Ayapakkam | 13.0946 | 80.1441 | NO.8A, BAZZAR ROAD, ICF COLONY,ATTHIPATTU, CHENNAI-58 | CHM674 | Airtel | Chennai | RT Tower
IN-1044448 | Azad Nagar 2 | 13.068 | 80.2232 | 38 / 30, RAILWAY COLONY, 3RD ST., AMINJIKARAI, CH-29 | CHM804 | Airtel | Chennai | RT Tower
IN-1085505 | Azad Nagar4 | 13.0662 | 80.217 | 8/23,SUBBARAO NAGAR MAIN ROAD,CHOOLAIMEDU,CH-94 | CHM1223 | Airtel | Chennai | RT Pole
IN-1113187 | Azad Nagar5 | 13.0662 | 80.2199 | K,SUNDARAM - 97899 82258, NO.176/14, VINOBAJI ST, GILL NAGAR EXTN, CH.94 | CHM1408 | Airtel | Chennai | RT Tower
IN-1043763 | Badrian Street, Parrys | 13.0898 | 80.2831 | 44 BADRIAN ST, PARRYS, CHENNAI - 01 | CHI128 | Airtel | Chennai | Wall Mount
IN-1237759 | Balaiya Garden 2 | 12.9695 | 80.1968 | M.UMA, W/O. MR,RAVI, NO,57 OTTERI RD,PUZHUTHIVAKKAM,CH-91. PH: 9094242195 | CHM1496 | Airtel | Chennai | RT Tower
IN-1105958 | Balaiah Garden | 12.9659 | 80.2024 | NO:4,BAZAR ROAD,SADASIVA NAGAR,MADIPAKKAM,CH-91 | CHM1248 | Airtel | Chennai | RT Tower
IN-1247597 | Balaji Nagar3,Adambakkam | 12.9772 | 80.1984 | MR.T.SASHIRAJA BABU/MR.S.MURUGANANDA KANNAN,PLOT NO.8,DOOR NO.15,KUPUSAMY STREET,SISI COLONY,ULLAGARAM,CHENNAI-91.PH:98412-59907/044-22422022 | CHM1296 | Airtel | Chennai | RT Tower
IN-1237786 | Balaji Nagar4 | 12.979 | 80.2042 | SMT.S.VIDHAYA DEVI W/o.MR.H.SOHANLAL, S.NO.273/2 AND 273/3 PLOT NO.51,BALAJI NAGAR, ADAMBAKKAM VILLAGE, SAIDAPET TALUK, CHENGALPET M.G.R.DISTRICT PH :9841323226 | CHM1497 | Airtel | Chennai | RT Tower
IN-1043616 | Balaji Nagar, Adambakkam | 12.9739 | 80.2023 | NO: 33, MANDAVELI STREET, PUZTHIVAKKAM VILLAGE, CHENNAI - 600 091.) (OPP. MTC PUZTHIVAKKAM BUS STAND) | CHM029 | Airtel | Chennai | GBT
IN-1043992 | Basinbridge2 | 13.1035 | 80.2776 | 34/36,PERUMAL STREET,KONDITHOPE,CHENNAI-79. | CHM679 | Airtel | Chennai | RT Tower
IN-1128642 | Basin Bridge | 13.106 | 80.2795 | NO.9, BRIDGE ROAD, MINT JUNCTION, MINT, CHENNAI-21 | CHM440 | Airtel | Chennai | RT Tower
IN-1043809 | Bazulla Rd | 13.0468 | 80.235 | NO 39, BAZULLAH ROADT. NAGARCHENNAI ? 17. | CHM030 | Airtel | Chennai | RT Pole
IN-1044471 | B Block, Anna Nagar | 13.0829 | 80.2213 | 32\1 A 8TH WEST CROSS ST., SHENOY NAGAR , CH-30. | CHM810 | Airtel | Chennai | RT Tower
IN-1072209 | Bells Road2 | 13.0584 | 80.2753 | 132, BIG STREET, TRIPLICANE, CHENNAI. | CHM1073 | Airtel | Chennai | RT Pole
IN-1072210 | Bells Road3 | 13.0619 | 80.2768 | NO 20/36, KRISHNA MUTHALI ST, CHEPAUK, CHENNAI-5 | CHM1074 | Airtel | Chennai | RT Pole
IN-1043810 | Bells Road, Triplicane | 13.0599 | 80.2768 | 28/ 29, SYPOJI STREET, TRIPLICANE, CHENNAI | CHM331 | Airtel | Chennai | RT Pole
IN-1044413 | Besant Nagar3 | 13.0049 | 80.2623 | #41, PALANI COMPLEX, 1ST MAIN ROAD, KARPAGAM GARDENS, ADAYAR, CHENNAI-20 | CHM509 | Airtel | Chennai | RT Tower
IN-1043994 | Besant Nagar | 12.9961 | 80.2624 | 58, AV CHURCH ROADBESANT NAGARCHENNAI - 600090 | CHM031 | Airtel | Chennai | RT Pole
IN-1105989 | Bharat Engg College3 | 12.8915 | 80.1413 | PL NO:1,SECRATARIAT STAFF COLONY,VALMIKI STREET,PADHUVANCHERY,AGARAM,CH-73 | CHM1328 | Airtel | Chennai | RT Tower
IN-1043812 | Bigstreet | 13.0633 | 80.2754 | 2.CRYSTAL GUEST HOUSE, 34, CMK ROAD, TRIPLICANE, CHEPAUK | CHM670 | Airtel | Chennai | RT Pole
IN-1044463 | Binny Nagar | 13.147 | 80.2451 | 21A / 56A 2ND STREET, ARUL NAGAR, KODUNGAIYUR. | CHM912 | Airtel | Chennai | RT Tower
IN-1043997 | Blue Star | 13.0854 | 80.2055 | 995 B, 2ND AVENUECRESCENDO BUILDING, ANNA NAGARCHENNAI | CHM033 | Airtel | Chennai | RT Tower
IN-1043933 | Boat Club 2 | 13.024 | 80.2496 | NEW 20, OLD 10, BOAT CLUB ROAD, RA PURAM, CHENNAI. | CHM908 | Airtel | Chennai | RT Pole
IN-1043634 | Brindavan Nagar2 | 12.9845 | 80.2126 | 2/3, RADHA NAGAR 1ST CROSS STREET, VELACHERRY, CHENNAI-42. | CHM705 | Airtel | Chennai | GBT
IN-1072481 | Brindavan Nagar3 | 12.9831 | 80.2154 | NO:27/31,SRI LAKSHMI NAGAR,1ST STREET,VELACHERY,CH-42 | CHM1101 | Airtel | Chennai | RT Tower
IN-1239780 | Brindavan Nagar5 | 12.9828 | 80.2093 | MR.V.PARAMASIVAN S/o.MR.P.VELAYUDHAM PILLAI, NO.1/24,BRINDHAVAN NAGAR EXTN,ADAMBAKKAM, CHENNAI -88 PH:994040605 | CHM1506 | Airtel | Chennai | RT Tower
IN-1043813 | Broadway2 | 13.0918 | 80.2859 | 106,107 BRODWAY ROAD, CHENNAI-108 | CHM429 | Airtel | Chennai | RT Pole
IN-1043814 | Broadway3 | 13.096 | 80.2864 | 77/2, PRAKASAM SALAI, BROADWAY, CH-108. | CHM604 | Airtel | Chennai | RT Pole
IN-1043815 | Broadway4 | 13.0979 | 80.288 | NO. 110/87, NEW STREET, GEORGE TOWN, CHENNAI-01 | CHM681 | Airtel | Chennai | RT Pole
IN-1043747 | Broadway Micro Cell | 13.0902 | 80.2855 | NO.146, BROADWAY, CHENNAI-108 | CHI292 | Airtel | Chennai | RT Pole
IN-1043816 | Broadway | 13.0991 | 80.2868 | (LANDMARK:NEXT TO BROADWAY POLICE STATION) NO.50,BROADWAY ROADBROADWAYCHENNAI - 108. | CHM036 | Airtel | Chennai | RT Pole
IN-1043684 | Butt Road2 | 13.0073 | 80.196 | 1, CHANDCOMPLEX, BUTT ROAD, CH-16 | CHI129 | Airtel | Chennai | RT Pole
IN-1043999 | Butt Road3 | 13.0067 | 80.2009 | 1/40C, PCM COLONY, ST TOMAS MOUNT, CHENNAI-16. | CHM540 | Airtel | Chennai | RT Tower
IN-1043817 | Canal Bank Road, Adyar | 13.0076 | 80.2486 | NO:2C,100 ,2ND MAIN ROD GANDHI NAGAR , CHENNAI | CHM368 | Airtel | Chennai | RT Pole
IN-1128033 | Cathedral | 13.0488 | 80.2539 | CROWN COURT, CATHEDRAL ROADCHENNAI-86 | CHM038 | Airtel | Chennai | RT Pole
IN-1044001 | Central4 | 13.0874 | 80.2754 | NO:186, OLD -24, WESTERN ROW WALTAX ROAD PARK TOWN , CH-1 | CHM510 | Airtel | Chennai | RT Tower
IN-1043820 | Central | 13.0835 | 80.2789 | 241, MINT ST, PARK TOWN, CHENNAI - 600003 | CHM040 | Airtel | Chennai | RT Pole
IN-1247625 | Chamiers Road2 | 13.0294 | 80.2454 | NO.112, CHAMIERS ROAD, NANDANAM, CHENNAI-35 | CHM1595 | Airtel | Chennai | RT Pole
IN-1043821 | Chamier'S Road | 13.0294 | 80.2454 | THE CHAMIER'S PARK, #112 CHAMIER'S ROAD, NANDANAM, CHENNAI - 35 (G+6) | CHM041 | Airtel | Chennai | RT Pole
IN-1044002 | Chepauk | 13.0636 | 80.2781 | NO 1, C.N.K. ROAD(OFF BELLS ROAD)CHEPAUKCHENNAI-600 005. | CHM2254 | Airtel | Chennai | RT Tower
IN-1043822 | Chetpet | 13.0725 | 80.2406 | GOLDEN TOWERS, 25 MC.NICHOLS RDGRACE SHOPS, CHETPET, CHENNAI-31 | CHM043 | Airtel | Chennai | RT Pole
IN-1043931 | Child Trust2-Nungambakkam | 13.0553 | 80.2455 | NO 58, JOSIER ST, NUNGAMBAKKAM, CHENNAI-34. | CHM937 | Airtel | Chennai | RT Pole
IN-1044003 | Child Trust Hospital | 13.0673 | 80.2417 | 20-A,NAGESHWARA ROAD,NUNGAMBAKKAM, CHENNAI | CHM430 | Airtel | Chennai | RT Tower
IN-1044004 | Chinmiyanagar2 | 13.06 | 80.1959 | NO:5, SAI NAGAR, CHINMAYA NAGAR, SENCHERI VILLAGE ,CH. | CHM476 | Airtel | Chennai | RT Tower
IN-1044005 | Chinmiya Nagar3 | 13.0514 | 80.1866 | PLOT NO:45,DOOR NO:8,2 ND MAIN ROAD,SADIQUE BACCHA NAGAR, ALWAR THIRU NAGAR,CHENNAI-87 | CHM541 | Airtel | Chennai | RT Tower
IN-1044402 | Chinmiyanagar4 | 13.0637 | 80.1915 | R.NATARAJAN,27/A, IYAPPA NAGAR 1ST MAIN ROAD, CHENNAI-92. | CHM766 | Airtel | Chennai | RT Tower
IN-1044377 | Chinmaya Nagar5 | 13.0603 | 80.1821 | PLOT NO:51,NESAMALNAGAR ANEX, PATEL ROAD, CHINIYANAGAR. | CHM767 | Airtel | Chennai | RT Tower
IN-1072603 | Chinmaya Nagar6 | 13.0542 | 80.1888 | NO 13/8, PACHIAMMAN KOIL STREET, ERIKARAI ROAD, VIRUGAMBAKKAM, CHENNAI-92. | CHM1129 | Airtel | Chennai | RT Tower
IN-1237754 | Chinmiya Nagar8 | 13.0627 | 80.1935 | O,NO.115,N.NO.3,1SR MAIN ROAD,KUMARAN NAGAR, CHINMAYA NAGAR, CHENNAI-111 | CHM1393 | Airtel | Chennai | RT Tower
IN-1112893 | Chinmiya Nagar9 | 13.0565 | 80.1833 | MRS. A. BANUMATHI, 16 CHOCKALINGAM STREET, METTUKUPPPAM, DHANALAKSHMI NAGAR, NERKUNDRAM, CH-107. CONTACT - 97102 45505 | CHM1409 | Airtel | Chennai | RT Tower
IN-1044008 | Chinthamani3 | 13.0926 | 80.2209 | 421, LOTUS COLONY, 17TH STREET, ANNANAGAR, CHINTAMANI, CHENNAI-102. | CHM511 | Airtel | Chennai | RT Tower
IN-1044010 | Chitlapakkam2 | 12.9286 | 80.1395 | NO.30-A,RAMANAR STREET, MMDA NAGAR, CHITLAPAKKAM, CHENNAI - 600 064 | CHM639 | Airtel | Chennai | RT Tower
IN-1044011 | Chitlapakkam | 12.9299 | 80.1467 | PLOT NO 14-DOOR NO 4, JAWAHAR NAGARNAZIB AVENUE, CHITALAPAKKAM-CHENNAI - 600 064 | CHM371 | Airtel | Chennai | RT Tower
IN-1044012 | Choolaimedu2 | 13.0608 | 80.2301 | CC BANK, CHOOLAIMEDU HIGH ROAD, CHENNAI-94. | CHM394 | Airtel | Chennai | RT Tower
IN-1044013 | Choolaimedu3 | 13.0576 | 80.2303 | 135B, DR.AMBETKAR STREET, CHOOLAIMEDU, CHENNAI-94. | CHM542 | Airtel | Chennai | RT Tower
IN-1044014 | Choolaimedu4 | 13.0635 | 80.2311 | 5/3, SAMATHA STEELS, SOWRASHTRA NAGAR, 5TH STREET, CHOOLAIMEDU, CHENNAI-94. | CHM706 | Airtel | Chennai | RT Tower
IN-1044420 | Choolaimedu5 | 13.0612 | 80.225 | 117,BAJANAI KOIL STREET,CHOOLAIMEDU,CHENNAI-94 | CHM803 | Airtel | Chennai | RT Tower
IN-1072621 | Choolaimedu6 | 13.0606 | 80.2271 | OLD NO:1,NEW NO:1/2,BAJA KOIL MAIN STREET,CHOLAIMEDU,CH-94 | CHM1119 | Airtel | Chennai | RT Pole
IN-1072622 | Choolaimedu7 | 13.0601 | 80.2216 | NO 204/205, PERIYAR PATHAI, CHOOLAIMEDU, CHENNAI-94. | CHM1127 | Airtel | Chennai | RT Tower
IN-1044015 | Choolaimedu | 13.0632 | 80.2287 | NO 40, PRINCE PALACE, ABDULLAH STCHOOLAIMEDU, CHENNAI -600094. | CHM046 | Airtel | Chennai | RT Tower
IN-1044016 | Choolai 2 | 13.0954 | 80.2647 | # 5/22, OLD SLAUGHTER HOUSE STREET, CHOOLAI, CHENNAI-112 | CHM645 | Airtel | Chennai | RT Tower
IN-1085506 | Choolai4 | 13.0886 | 80.2695 | 145/1SYDENHAMS ROAD,PEERIMEDU,CH-3 | CHM1283 | Airtel | Chennai | RT Pole
IN-1133823 | Milk Colony, Madhavaram2 | 13.0976 | 80.2684 | 6,SUNDRAPURAM,1ST STREET,PULIANTHOPE,CH-12 | CHM1537 | Airtel | Chennai | RT Tower
IN-1043650 | Cholavaram | 13.2495 | 80.1559 | 1/45, G.N.T RD, ATTUR ROAD, KARANODAI(OPP.GOPALAKRISHNA THEATER)CHENNAI ? 600 067. | CHM047 | Airtel | Chennai | GBT
IN-1128593 | Choolai | 13.0917 | 80.2692 | OLD NO.35, NEW DOOR NO.263SYDENHAMS ROAD, CHOOLAICHENNAI-112 | CHM048 | Airtel | Chennai | RT Tower
IN-1128628 | Choolai Post Office | 13.0892 | 80.2641 | NO. 74, VISHESH MOTORS, HUNTERS ROAD, CHOOLAI POST OFFICE, CHENNAI- 112, (G+1) | CHM049 | Airtel | Chennai | RT Tower
IN-1044475 | Chengalpet11 | 12.7362 | 80.0019 | MR.M.PADMANABHAN, S/O.MUNUSAMY NAIDU, S.NO.79/2 PART, NEW S.NO.159/10, GANDHI STREET, VEEERAPURAM VILLAGE, CHENGALPET. PH:98407 29944 | CHM960 | Airtel | Chennai | RT Tower
IN-1243543 | Chrompetrailwaystation2 | 12.9517 | 80.1414 | SRI KRISHNA MESS, STATION BORDER ROAD, BEHIND CHROMEPET RAILWAY STATION, CHROMEPET, CHENNAI-44 | CHI353 | Airtel | Chennai | Wall Mount
IN-1043769 | Chromepet Railway Station | 12.9517 | 80.1414 | SRI KRISHNA MESS, STATION BORDER ROAD, BEHIND CHROMEPET RAILWAY STATION, CHROMEPET, CHENNAI-44 | CHI194 | Airtel | Chennai | Wall Mount
IN-1044389 | Chrompet2 | 12.9537 | 80.1487 | NO 1, JESUDASAN STREET, CHROMPET, CHENNAI-44 | CHM690 | Airtel | Chennai | RT Tower
IN-1044500 | Chrompet3 | 12.9507 | 80.1538 | #1D, SUGUNA COLONY EXTN,RADHA NAGAR,ZAMEEN PALLAVARAM,CHENNAI | CHM872 | Airtel | Chennai | RT Tower
IN-1123683 | Chrompet5 | 12.9537 | 80.1564 | PLOT NO 75, 3RD STREET, SURYA AVENUE, KURINJI NAGAR, CHROMPET, CHENNAI - 44 | CHM1417 | Airtel | Chennai | RT Tower
IN-1112885 | Chrompet6 | 12.9543 | 80.1707 | 3, NAMBI ARU STREET, OLD PALLAVARAM, CHENNAI - 600 043 | CHM1418 | Airtel | Chennai | RT Tower
IN-1044017 | Chrompet | 12.9498 | 80.1475 | DEVI KALYAN MANDAPAMNO 2 KALAIMAGAL STRADHA NAGAR, CHROMEPETCHENNAI - 600044 | CHM050 | Airtel | Chennai | RT Tower
IN-1044019 | Cit Nagar2 | 13.0286 | 80.2338 | 2/4, 5TH CROSS STREET, CIT NAGAR, NANDANAM, CHENNAI. | CHM512 | Airtel | Chennai | RT Tower
IN-1044020 | Citnagar3 | 13.0281 | 80.2283 | # 1, WEST ROAD, WEST CIT NAGAR, CHENNAI-35 | CHM667 | Airtel | Chennai | RT Tower
IN-1044439 | Citnagar4 | 13.028 | 80.2239 | # 1, BHARATHIDASAN STREET, KUMARAN COLONY, 2ND STREET, SAIDAPET, CHENNAI-15 | CHM827 | Airtel | Chennai | RT Tower
IN-1043686 | Cit Nagar Junction 2 | 13.0259 | 80.2314 | NO:351, ANNA SALAI, UTI BANK, CIT NAGAR,CHENNAI. | CHI354 | Airtel | Chennai | RT Pole
IN-1043685 | Cit Nagar Junction | 13.0263 | 80.2313 | NO:351, ANNA SALAI, UTI BANK, CIT NAGAR,CHENNAI. | CHI132 | Airtel | Chennai | RT Pole
IN-1043750 | City Centre | 13.0436 | 80.2744 | OLD DOOR NO.86/2, NEW DOOR NO.175, DR. NATESAN ROAD, TRIPLICANE, CHENNAI - 600 005 | CHI383 | Airtel | Chennai | RT Pole
IN-1043823 | Cmbt2, Koyembedu | 13.0699 | 80.1989 | #6, KOYAMBEDU WHOLESALE MARKET, NEAR OMNI BUS STAND, KOYAMBEDU, CHENNAI-107 | CHM543 | Airtel | Chennai | RT Pole
IN-1044421 | Cmbt4, Koyembedu | 13.0614 | 80.209 | 11/13, THIRUKUMARANPURAM 1ST STREET, VIRUGAMBAKKAM, CHENNAI | CHM750 | Airtel | Chennai | RT Tower
IN-1044022 | College Road | 13.0663 | 80.2533 | NH ROAD-NO,9,MOORS ROAD,NUNGAMBAKKAM,CHENNAI-6 | CHM432 | Airtel | Chennai | RT Tower
IN-1044023 | Commander -In - Chief Road | 13.0649 | 80.2585 | WELLINGTON ESTATE BUILDING, 24, ETHIRAJ SALAI, EGMORE, CHENNAI-2. | CHM319 | Airtel | Chennai | RT Tower
IN-1043617 | Cowl Bazar | 12.9867 | 80.1513 | PLOT NO 13, MANNIVANAN NAGARNEW NO.1/106, MAIN ROAD COWL BAZAARPOZHICHALLUR POSTCHENNAI - 74. | CHM052 | Airtel | Chennai | GBT
IN-1043630 | Cresent Engineering College | 12.8769 | 80.0803 | #4/165, GST ROAD, OPP. CRESCENT ENGG. COLLEGE, OOTERI, VANDALUR, CHENNAI | CHM459 | Airtel | Chennai | GBT
IN-1043668 | Cv Raman Road | 13.0354 | 80.2545 | NO.204, PARSN GURUPRASAD APTS,T.T.K ROAD, ALWARPET,CHENNAI-18 | CHI392 | Airtel | Chennai | Wall Mount
IN-1044024 | Dasarathapuram 2 | 13.0544 | 80.204 | 39/9, ARUNACHALAM ROAD, SALIGRAMAM, CHENNAI-93 | CHM749 | Airtel | Chennai | RT Tower
IN-1044422 | Dasarathapuram 3 | 13.0566 | 80.2091 | PLOT NO.27, DOOR NO. 42, NGO COLONY, VADAPALANI, CHENNAI-26 | CHM751 | Airtel | Chennai | RT Tower
IN-1044025 | Dasarathapuram | 13.0574 | 80.2045 | NO: 5, KAMARAJ SALAI, SALIGRAMAM, CHENNAI. (G+1) | CHM053 | Airtel | Chennai | RT Tower
IN-1044026 | De Silva Road, Alwarpet | 13.033 | 80.2603 | 19/6, RANGA ROAD, MYLAPORE, CHENNAI - 4 | CHM348 | Airtel | Chennai | RT Tower
IN-1128579 | Dare House | 13.0897 | 80.2892 | NO 164, LINGHI CHETTY STCHENNAI - 600 001. | CHM054 | Airtel | Chennai | RT Tower
IN-1044027 | Duraiswamy Subway2, T N | 13.0413 | 80.2275 | 15 / (8/1), DURAISAMY SUBWAY,BRINDHAVAN STREET,WEST MAMBALAM, CHENNAI-17. | CHM545 | Airtel | Chennai | RT Tower
IN-1087023 | Duraisamy Sub Way 3 | 13.0388 | 80.2289 | 32, RAMESWARAM RD, T.NAGAR, CHENNAI-17. | CHM999 | Airtel | Chennai | RT Pole
IN-1044028 | Duraiswamy Subway, T Nagar | 13.0409 | 80.2313 | PRABHA MEDICALS, NEW NO: 4, OLD NO: 34, DURAISWAMY ROAD, T. NAGAR, CHENNAI | CHM055 | Airtel | Chennai | RT Tower
IN-1043651 | Ecr2 | 12.6624 | 80.2087 | S.NO:7/1,SALAWANKUPPAM, THIRUPORUR UNION, KANCHIPURAM (DT) | CHM695 | Airtel | Chennai | GBT
IN-1117573 | E.C.R.Road3 | 12.6811 | 80.2132 | MR.JOTHI PRAKASH,S/O.KRISHNAMURTHY,S.NO.208/4 & 209/1,C2,PATTIPULAM VILLAGE,THIRUPORUR PANCHYAT UNION,CHENNAI.PH:9384622149 | CHM1269 | Airtel | Chennai | GBT
IN-1128049 | Ecr | 12.6961 | 80.2197 | M M F TRUST, KRISHNAKARAI VILLAGE, CHANGALPATTU DT, KANCHEPURAM | CHM354 | Airtel | Chennai | GBT
IN-1043825 | Ega | 13.0779 | 80.2418 | CORAMANDEL TOWERS816/817256CHENNAI - 600 010. | CHM056 | Airtel | Chennai | RT Pole
IN-1043826 | Egmore2 | 13.0794 | 80.2575 | GOLDEN TOWERS, 25 MC.NICHOLS RDGRACE SHOPS, CHETPET, CHENNAI-31 | CHM403 | Airtel | Chennai | RT Pole
IN-1044029 | Egmore3 | 13.0754 | 80.2537 | 113 / 57,GENGU REDDI STREET, EGMORE, CHEENNAI. | CHM546 | Airtel | Chennai | RT Tower
IN-1043924 | Egmore4 | 13.0709 | 80.262 | NEW NO 59, OLD NO 30, TULASINGAM STREET, PUDUPET, CHENNAI-2 | CHM621 | Airtel | Chennai | RT Pole
IN-1043827 | Egmore5 | 13.0774 | 80.2618 | HOTEL IMPALA GANDHI IRWIN ROAD (OPP EGMORE STATION), EGMORE, CHENNAI. | CHM620 | Airtel | Chennai | RT Pole
IN-1043927 | Egmore6 | 13.068 | 80.2598 | APNA GHAR, NEW NO:45, MARSHALLS ROAD, EGMORE, CHENNAI-8 | CHM728 | Airtel | Chennai | RT Pole
IN-1105963 | Egmore8 | 13.0776 | 80.2544 | 4A,KANMALA NIVAS,ARAVAMUTTU GARDEN STREET,EGMORE-CH-8 | CHM1157 | Airtel | Chennai | RT Pole
IN-1043828 | Egmore | 13.0714 | 80.2539 | NO 8 CASA MAJOR ROADEGMORE, CHENNAI - 8 | CHM057 | Airtel | Chennai | RT Pole
IN-1128056 | Egmore Railway Station | 13.0764 | 80.2653 | HOTEL MARINA TOWERS2, RIVER SIDE ROADEGMORECHENNAI - 600 008. | CHM058 | Airtel | Chennai | RT Pole
IN-1043829 | Egmore Udipi | 13.0753 | 80.2586 | 35 (OLD), VEE YES HOTEL, OLD NO.35, GANDHI IRWIN ROAD, EGMORE, CHENNAI 8. (ABOVE HOTEL BALAJI WOODLANDS, EGMORE) | CHM059 | Airtel | Chennai | RT Pole
IN-1044030 | Ekkadutangal2 | 13.0161 | 80.2048 | NO3, II STREET, GANAPATHY COLONY, EKKATUTHANGAL, CHENNAI 97 | CHM298 | Airtel | Chennai | RT Tower
IN-1043830 | Ekkadutangal3 | 13.0255 | 80.2074 | HERO HONDA SHOWROOM, , JAWAHARLAL NEHRU ROAD, EKKADUTANGAL, CHENNAI. | CHM352 | Airtel | Chennai | RT Pole
IN-1044031 | Ekkatuthangal4 | 13.0126 | 80.2014 | SOUTH PHASE GUINDY INDL ESTATE,NO,21, C.SOUTH PHASE GUINDY IND., | CHM391 | Airtel | Chennai | RT Tower
IN-1044383 | Ekkattuthangal5 | 13.0252 | 80.2022 | #16, 2ND STREET, JYOTHI NAGAR, EKKATTHANGAL, CHENAI-94 | CHM471 | Airtel | Chennai | RT Tower
IN-1044399 | Ekkathuthangal6 | 13.0197 | 80.2093 | PLOT NO.133 & 134, SALLY THERMOPLASTIC INDIA LTD, THIRU VI KA INDUSTRIAL ESTATE, EKKATHUTHANGAL, CHENNAI-97 | CHM547 | Airtel | Chennai | RT Tower
IN-1044408 | Ekkatuthangal8 | 13.0167 | 80.2004 | NEW # 6/ OLD # 8, LAZER STREET, EKKATUTHANGAL, CHENNA | CHM780 | Airtel | Chennai | RT Tower
IN-1044435 | Ekkadutangal9 | 13.0191 | 80.2057 | # 29B, AVVAYYAR STREET, EKKATUTANGAL, CHENNAI-97 | CHM812 | Airtel | Chennai | RT Tower
IN-1044032 | Ekkattuthangal | 13.0202 | 80.2026 | PLOT NO 8, POONAMALLEE HIGH RDEKKATTUTHANGALCHENNAI - 600097 | CHM060 | Airtel | Chennai | RT Pole
IN-1044033 | Eldams Road2 | 13.0387 | 80.2505 | 52/4,ELDAMS ROAD VANNIYA TEYNAMPET,CHENNAI-18 | CHM441 | Airtel | Chennai | RT Tower
IN-1073129 | Eldams Road3 | 13.0364 | 80.2521 | NO:4,RAJNAIKAN STREET,ELDAMS ROAD,ELDAMS ROAD,TEYNAMPET,CH | CHM1233 | Airtel | Chennai | RT Pole
IN-1043687 | Eldams Rd Market | 13.039 | 80.249 | ELDAMS ROAD, VANNIYA TEYNAMPET, TEYNAMPET, CH-18. | CHI057 | Airtel | Chennai | RT Pole
IN-1044386 | Elliot Beach2 | 13.0007 | 80.2708 | #M8/3,4TH MAIN RD,BESANT NAGAR,CHENNAI | CHM548 | Airtel | Chennai | RT Tower
IN-1044452 | Elliots Beach3 | 12.9954 | 80.2687 | #55/15, 7TH AVENUE, BESANT NAGAR, CHENNAI-90 | CHM720 | Airtel | Chennai | RT Tower
IN-1251974 | Elliot Beach | 12.9979 | 80.2676 | MR.GANESAN,PLOT NO 9,E-147,2nd AVENUE,BESANT NAGAR,CH-90 | CHM062 | Airtel | Chennai | RT Pole
IN-1043831 | Ellis Road2 | 13.0656 | 80.2716 | # 20, ELLIS ROAD, GLO COLOUR LAB, TRIPRICLANE, CHENNAI-05 | CHM707 | Airtel | Chennai | RT Pole
IN-1044035 | Eliis Road - Triplicane | 13.0626 | 80.2716 | # 1, KUPPU MUTTU STREET, ELLIS ROAD, TRIPLICANE, CHENNAI-05 | CHM622 | Airtel | Chennai | RT Tower
IN-1236811 | Ernavur2, Wimco Nagar | 13.1798 | 80.3082 | ERNAVUR, WIMCO NAGAR, CHENNAI | CHM975 | Airtel | Chennai | RT Tower
IN-1128048 | Ernavur | 13.1881 | 80.3058 | 33/67, BRINDAVAN NAGAR,KATHIVAKKAM HIGH ROAD, ERNAVUR, CHENNAI - 57. | CHM063 | Airtel | Chennai | GBT
IN-1044036 | Erukkanchery2 | 13.1199 | 80.2548 | # 136, SIVASESAN HARDWARES, SHARMANAGAR, E.H. ROAD, CHENNAI-39 | CHM2134 | Airtel | Chennai | RT Tower
IN-1244898 | Erukkanchery3 | 13.1241 | 80.2535 | NO-21/413,7TH STREET,S.A COLONY,SHARMA NAGAR,VYSARPADI-39 | CHM1117 | Airtel | Chennai | RT Tower
IN-1239144 | Erukanchery5 | 13.1291 | 80.2467 | MR.V.SUBRAMANIAN S/o.MR.VAIATHIALINGA NADAR, S.NO.110, TS.NO.38 N.BLOCK NO.4 AT DOOR 9/19, BHARATHI DASAN STREET, ERUKECHERRY, CHENNAI -118 PH :9380784466 | CHM1535 | Airtel | Chennai | RT Tower
IN-1043688 | Flower Bazar2 | 13.0889 | 80.2809 | OLD NO. 165, NEW NO. 140, SIMCO JEWELLERY SHOP NSC BOSE ROAD, CH- 79 | CHI137 | Airtel | Chennai | RT Pole
IN-1043833 | Flower Bazaar | 13.0886 | 80.2838 | 191- 194, N.S.C BOSE ROADCHENNAI ? 600 001. | CHM065 | Airtel | Chennai | RT Pole
IN-1073245 | Ford - M.M.Nagar Ind. Est. | 12.7817 | 80.0165 | FORD INDIA LTD,GST ROAD,MARAIMALAI NAGAR. | CHM456 | Airtel | Chennai | RT Tower
IN-1244908 | Gandhi Nagar3 | 13.0097 | 80.2522 | MRS.KALAIMANI SUNDRAVADANAM,NEW NO.56,OLD NO.67,4TH MAIN ROAD,GANDHI NAGAR,CHENNAI-20.PH:9444962185 | CHM658 | Airtel | Chennai | RT Tower
IN-1044037 | Gandhi Nagar | 13.0064 | 80.252 | NEW NO:70,OLD NO:29,SARDAR PATEL ROAD, ADYAR, CHENNAI-20 | CHM066 | Airtel | Chennai | RT Tower
IN-1043834 | Gemini | 13.0537 | 80.2517 | KANNAMMAI BUILDING611, ANNA SALAI,THOUSAND LIGHTSCHENNAI ? 600 006. | CHM067 | Airtel | Chennai | RT Pole
IN-1044038 | Gerugambakkam2 | 13.0137 | 80.144 | NO.I, B.T.NAGAR, GERUGAMBAKKAM, MANGADU POST, CHENNAI-602101 | CHM550 | Airtel | Chennai | RT Tower
IN-1044039 | Gerugambakkam3 | 13.01 | 80.1209 | 1/101, SANNADHI ST, KUNDRATHUR MAIN ROAD,KOVOOR,CHENNAI-602101 | CHM736 | Airtel | Chennai | RT Tower
IN-1113053 | Gerugambakkam 5 | 13.0053 | 80.1096 | KUNDRATHUR HIGH ROAD, KOVUR | CHM1369 | Airtel | Chennai | RT Tower
IN-1241618 | Gerugambakkam6 | 13.0138 | 80.1111 | SMT.R.RAJI W/O.MR.SAMI APPA, S.NO.15/1A4 NO.222, MOOGAMBIGAI NAGAR, SIKARAYAPURAM, KOVOOR, CHENNAI - 101 | CHM1451 | Airtel | Chennai | RT Tower
IN-1044040 | Gerugambakkam | 13.0168 | 80.1384 | ESSAR BUILDING, NO; 162, KUNDRATHUR HIGH ROAD, GERUGAMBAKKAM, CHENNAI-602101. (G+2) | CHM068 | Airtel | Chennai | RT Tower
IN-1044384 | Gillnagar2 | 13.0652 | 80.2255 | NO:21, SAKTHI NAGAR 2ND STREET, CHOOLAIMEDU, CHENNAI-94 | CHM702 | Airtel | Chennai | RT Tower
IN-1105993 | Gill Nagar3 | 13.066 | 80.2279 | 35/81,THIRUVENKATAPURAM,1ST,CHOOLAIMEDU,CH-94 | CHM1226 | Airtel | Chennai | RT Tower
IN-1044041 | Gill Nagar | 13.0637 | 80.2223 | NEAR MEENAKSHI KALYANA MANDAPAM, (O) 4, (N) 7, ANNA NEDUMPATHAI, CHOOLAIMEDU, CHENNAI - 94 | CHM069 | Airtel | Chennai | RT Tower
IN-1044042 | Gkm Colony2 | 13.111 | 80.2264 | # 10/C - 158, VENKATESAN SALAI, NEAR K5 POLICE STATION, GKM COLONY, CHENNAI-82 | CHM610 | Airtel | Chennai | RT Tower
IN-1073328 | Gkm Colony4 | 13.111 | 80.2116 | NO 1/25, VEGAVATHI ST, RAJAJI NAGAR EAST, VILLIVAKKAM, CHENNAI-49. | CHM1054 | Airtel | Chennai | GBT
IN-1118390 | Gkm Colony6 | 13.1098 | 80.2177 | NO.-19, MUTHUKUMARAPPA STREET, ANNAI NGO NAGAR, GKM COLONY, PERIAR NAGAR, CHENNAI-82 | CHM1574 | Airtel | Chennai | RT Tower
IN-1044043 | Gkm Colony | 13.1136 | 80.2164 | 41, 31ST STREET, MAAPOSI STREET, GKM COLONY, KOLATHUR, CHENNAI-82. | CHM499 | Airtel | Chennai | RT Tower
IN-1044044 | G N Chetty 2 | 13.0503 | 80.2488 | #15, G. N. CHETTY ROAD, T. NAGAR,CHENNAI-107. | CHM070 | Airtel | Chennai | RT Tower
IN-1128595 | Gn Chetty Rd | 13.0469 | 80.2427 | NO 2(OLD NO 23), CHINNAYA STREETT. NAGAR, CHENNAI ? 17. | CHM071 | Airtel | Chennai | RT Tower
IN-1043772 | Godown Street | 13.09 | 80.2824 | MR. KANAILAL BHATTAD, 25, GODOWN STREET, CHENNAI-1. | CHI013 | Airtel | Chennai | Wall Mount
IN-1117601 | Goldencolony2 | 13.0871 | 80.1756 | 41/2,VELLELAR STREET,MUGAPAIR,CH-37 | CHM1253 | Airtel | Chennai | RT Tower
IN-1044045 | Golden Colony | 13.087 | 80.1796 | 58/70, THIRUVALLUVAR NAGARCHENNAI - 600 037. | CHM072 | Airtel | Chennai | RT Tower
IN-1043835 | Govindappa Naicken Street 2 | 13.0929 | 80.2817 | # 184, GOVINDAPPAN NAICKEN STREET, SOWCARPET, CHENNAI-01 | CHM676 | Airtel | Chennai | RT Pole
IN-1044046 | Govindappa Naicken Street 3 | 13.0953 | 80.2821 | # 209, GOVINDAPPA NAICKEN STREET, SOWCARPET, CHENNAI-01 | CHM677 | Airtel | Chennai | RT Tower
IN-1043774 | Govindappa Naicken Street 6 | 13.09 | 80.2815 | THE NATIONAL LODGE, 235/112, GOVINDAPPA NAICK STREET, CHENNAI-1. | CHI421 | Airtel | Chennai | Wall Mount
IN-1043773 | Govindappa Naicken Street | 13.09 | 80.2815 | THE NATIONAL LODGE, 235/112, GOVINDAPPA NAICK STREET, CHENNAI-1. | CHI014 | Airtel | Chennai | Wall Mount
IN-1044047 | Gopalapuram2 | 13.0516 | 80.2604 | 7, SRINIVASA PERUMAL SANNATHI 3RD STREET, ROYAPETTAH, CH-14. | CHM648 | Airtel | Chennai | RT Tower
IN-1043836 | Gopalapuram | 13.0504 | 80.2574 | 34, CONROM SMITH ROAD, GOPALAPURAM, CHENNAI - 600 086. | CHM073 | Airtel | Chennai | RT Pole
IN-1044048 | Goudia Mutt Road | 13.0503 | 80.2624 | VICTORY BROTHERS, 45, GOUDIA MUTT ROAD, ROYEPETTAH, CHENNAI-14 | CHM309 | Airtel | Chennai | RT Tower
IN-1105959 | Gowriwakkam2 | 12.9279 | 80.1593 | PLOT NO:14,DOOR NO:5,AADI SANKARAN STREET,AYYA NAGAR,SEMBAKKAM,CH-73 | CHM1299 | Airtel | Chennai | RT Tower
IN-1113213 | Gowriwakkam | 12.9189 | 80.1679 | 31,VEMBLIAMMAN KOVIL STREET,GOWRIVAKKAM,CH-73 | CHM1362 | Airtel | Chennai | GBT
IN-1044049 | Gp Road | 13.0626 | 80.2669 | OLD 10 NEW 110 GP ROAD, ANNA SALAI CHENNAI 2 | CHM074 | Airtel | Chennai | RT Tower
IN-1043914 | Greams Road2 | 13.0609 | 80.2548 | 6, BEGAM SAHIB ST, MACKEYS GARDEN, GREAMS ROAD, CHENNAI-06. | CHM847 | Airtel | Chennai | RT Pole
IN-1043837 | Greams Road | 13.0585 | 80.254 | AMCO BATTERIES, CONCORDE EXPORTS, GREAMS ROAD, CHENNAI. | CHM075 | Airtel | Chennai | RT Pole
IN-1130246 | GST Road3,Chrompet | 12.9616 | 80.1444 | NO-3,PILLIYAR KOVIL ST,KAMARAJAR NAGAR,CHROMPET,CH-44 | CHM1308 | Airtel | Chennai | RT Tower
IN-1044050 | Gst Road, Chromepet | 12.9575 | 80.1433 | SHIVA SHANTI KALYANA MANDAPAM'297, GST ROAD, CHROMPET,-CHENNAI-600 044 | CHM366 | Airtel | Chennai | RT Tower
IN-1044498 | Guduvanchery 2 | 12.8402 | 80.0682 | PLOT NO.73,DOOR NO.61,NANGOORAM NAGAR, NANDIVARAM, GUDUVANCHERY, CHENNAI -202 | CHM871 | Airtel | Chennai | RT Tower
IN-1044051 | Guduvanchery3 | 12.8493 | 80.0647 | NO.22/1, INDIAN BANK, G.S.T. ROAD, GUDUVANCHERY BRANCH, GUDUVANCHERY - 603202 | CHM551 | Airtel | Chennai | RT Tower
IN-1044381 | Guduvanchery 4 | 12.8353 | 80.0497 | # 4/3B1, VALLANCHERRY, GUDUVANCHERY, OPP. RANE, CHENNAI-06 | CHM739 | Airtel | Chennai | RT Tower
IN-1044052 | Guduvanchery 5 | 12.8461 | 80.0614 | # 85, GST ROAD, GUDUVANCHERY, CHENNAI-603202 | CHM740 | Airtel | Chennai | RT Tower
IN-1044499 | Guduvanchery6 | 12.8387 | 80.0582 | 37, VV IYER ST, SRINIVASAPURAM, GUDUVANCHERY, CHENNAI-603202. | CHM906 | Airtel | Chennai | RT Tower
IN-1235803 | Guduvanchery West3 | 12.8603 | 80.0597 | AV. MURALI, S NO 172/1, AS PER PATTA 172/4, PLOT NO 52, ARUL NAGAR, GUDUVANCHERI VILLAGE, CHENGELPATTU TALUK, KANCHEEPURAM DIST, 98403 88346 | CHM1436 | Airtel | Chennai | RT Tower
IN-1044053 | Guindy | 13.0068 | 80.2099 | 40 M K N ROAD, GUINDY, CHENNAI-32 | CHM078 | Airtel | Chennai | RT Tower
IN-1044054 | Guindy Railway Station | 13.0075 | 80.2123 | 22/48, BARTHI STREET, BARTHI NAGAR, GUINDY, CH-32. | CHM552 | Airtel | Chennai | RT Tower
IN-1043689 | Guindy Railway Station 2 | 13.008 | 80.2128 | INSIDE GUINDY RAILWAY STATION. | CHI223 | Airtel | Chennai | RT Pole
IN-1128644 | Habibbullah Road2 | 13.0491 | 80.2454 | ELBEE EXPRESS, 154/4, PRAKASAM STREET, T.NAGAR, CHENNAI-17. | CHM477 | Airtel | Chennai | RT Tower
IN-1128040 | Habbibullah Road 3 | 13.0488 | 80.2411 | OLD NO.35, NEW NO.68, GIRI ROAD, T.NAGAR, CHENNAI - 600 017. | CHM553 | Airtel | Chennai | GBT
IN-1043839 | Habibullah Road | 13.0501 | 80.2393 | 136/2 HABIBULLAH RDT. NAGAR, CHENNAI - 600017 | CHM079 | Airtel | Chennai | RT Pole
IN-1128062 | Haddows Road2 | 13.0643 | 80.2494 | GKS ANNEXE, 26/20, PYCRAFTS GARDEN ROAD, NUNGAMBAKKAM, CHENNAI. G+3 | CHM313 | Airtel | Chennai | RT Pole
IN-1044506 | Halls Raod - Egmore | 13.0742 | 80.2556 | NO 16, SWAMI REDDY STREET, OPP TO CHILD HOSPITAL, EGMORE, CHENNAI-8 | CHM811 | Airtel | Chennai | RT Tower
IN-1043930 | Harrington Road2 | 13.0673 | 80.2377 | 1/5, 4TH AVENUE, (2ND AVENUE ENTRANCE), HARRINGTON RD, CHETPET, CHENNAI-31. | CHM554 | Airtel | Chennai | RT Pole
IN-1044055 | Harrington Road | 13.0709 | 80.2349 | ALSA GARDENS72, HARRINGTON ROADCHETPETCHENNAI - 600 031. | CHM081 | Airtel | Chennai | RT Tower
IN-1044056 | Hastinapuram2 | 12.9436 | 80.1491 | 2, RUKMANIAMMAL STREET, PURUSHOTHAMAN NAGAR, CHROMPET, CHENNAI-44. | CHM514 | Airtel | Chennai | RT Tower
IN-1044057 | Hastinapuram3 | 12.9374 | 80.1485 | 247A, 3RD MAIN ROAD, VENKATRAMAN NAGAR, HASTINAPURAM, CHITTALAPAKKAM, CHENNAI-64. | CHM555 | Airtel | Chennai | RT Tower
IN-1244129 | Hastinapuram4 | 12.9462 | 80.1472 | MR J MANICKAVASAGAM & MR J ANANDHAN S/O MR JAYAPANDIAN ,RAJAN STORES BUILDING ,NO 9 ,1ST MAIN ROAD ,PURUSOTHAMAN NAGAR ,CHROMPET,CHENNAI-600044,9840036091 | CHM1076 | Airtel | Chennai | RT Tower
IN-1138726 | Hastinapuram5 | 12.9394 | 80.1511 | NO.-6/20, 13 TH STREET, VINOBAJI NAGAR, HASTINAPURAM, CHITALAPAKKAM POST, CHROMEPET, CHENNAI-64 | CHM1332 | Airtel | Chennai | RT Tower
IN-1085508 | Hastinapuram6 | 12.9388 | 80.1398 | 29/26,JYOTHI NAGAR,1ST STREET,CHITLAPAKKAM,CHENNAI-44 | CHM1177 | Airtel | Chennai | RT Tower
IN-1246029 | Hastinapuram7 | 12.9399 | 80.1459 | MRS P BANUMATHI W/O V.PALANI ,NO 33 VOC STREET ,THIRUVALLUVAR NAGAR ,CHITLAPAKKAM,CHENNAI 600064; PH.NO :9444207489 | CHM1359 | Airtel | Chennai | RT Tower
IN-1127670 | Hasthinapuram | 12.9424 | 80.1413 | NO 10, RAJENDIRA PRASAD ROADNEHRU NAGARCHROMPETCHENNAI - 600 044. | CHM082 | Airtel | Chennai | RT Tower
IN-1044058 | Hcl Ambattur | 13.0902 | 80.174 | AVON SEALS LTD(G+2), G2 AMBATTUR INDL ESTATE,, AMBATTUR, CHENNAI.-58.(G+3) | CHM083 | Airtel | Chennai | RT Tower
IN-1043840 | Hexaware | 13.0445 | 80.2385 | DEE CEE MANOR, 90/87, G.N.CHETTY ROAD, T. NAGAR, CHENNAI. (G+4) | CHM084 | Airtel | Chennai | RT Pole
IN-1043618 | Hindustan Institue Of Tech | 12.8039 | 80.2254 | 1/190, PATEL STREET, PADUR, KELAMBAKKAM, CHENNAI-603103. (BEFORE HINDUSTAN COLLEGE OF ENGINEERING TECHNOLOGY) | CHM462 | Airtel | Chennai | GBT
IN-1043841 | High Court2 | 13.0892 | 80.2862 | SRINIVASA GUEST HOUSE,(O) 13, (N) 10, SUNKURAMAN CHETTY STREET, CHENNAI - 600 001 | CHM339 | Airtel | Chennai | RT Pole
IN-1043842 | High Court | 13.0889 | 80.2881 | NEW#160, OLD#1, HUSSAIN PLAZA, TAMBUCHETTY STREET, OPP TO HIGH COURT, CHENNAI | CHM085 | Airtel | Chennai | RT Pole
IN-1043690 | Himalaya2 | 13.0604 | 80.2717 | POONGODI MANSION, NO: 2, FAHIR SAHIB STREET, TRIPLICANE, CHENNAI - 5. | CHI053 | Airtel | Chennai | RT Pole
IN-1239435 | Hindu Colony2 | 12.9774 | 80.1875 | MR.P.SARASWATHI W/o.MR.G.VINAYAGAM,& MR.G.VINAYAGAM, S/o.MR.GOVINDARAJULU,S.NO.67 PLOT NO.7, LAKSHMI STREET, STATE BANK COLONY, MAIN ROAD, NANGANALLUR, CHENNAI - 600061 | CHM1294 | Airtel | Chennai | RT Tower
IN-1106000 | Hindu Colony 3 | 12.9803 | 80.1797 | NO:31/21,9TH STREET,B.V NAGAR,NANGANALLUR,CH-61 | CHM1193 | Airtel | Chennai | RT Tower
IN-1241933 | Hindu Colony | 12.9792 | 80.1831 | 15, MGR ROADHINDU COLONYNANGANALLURCHENNAI - 600 061. | CHM087 | Airtel | Chennai | RT Tower
IN-1043752 | Hi-Style, Annanagar Micro | 13.0848 | 80.2091 | SHOP NO 2, 1ST FLR, NO 5/1, AD BLOCK, 2ND AVENUE, ANNA NAGAR, CHENNAI-40. | CHI402 | Airtel | Chennai | RT Pole
IN-1043775 | Hotel Saravana Bhavan, Vadapalani. | 13.0505 | 80.2139 | HOTEL SARAVANA BHAVAN, ARCOT ROAD, VADAPALANI, CHENNAI. | CHI195 | Airtel | Chennai | RT Tower
IN-1044060 | Iit Gate | 13.0059 | 80.2437 | 10A, 1ST STREET, SRIRAM NAGAR, IIT GATE, TARAMANI, ADYAR. (G+2) | CHM089 | Airtel | Chennai | RT Tower
IN-1043691 | Indira Gandhi Street, Pallavaram | 12.9695 | 80.1478 | 8/7,INDIRA GANDHI ROAD, PALLAVARAM | CHI066 | Airtel | Chennai | RT Pole
IN-1043843 | Indira Nagar3 | 12.9927 | 80.2555 | 312, OPP. TO T.T.K HOSPITAL, INDIRA NAGAR 4TH MAIN ROAD, ADYAR, CHENNAI | CHM307 | Airtel | Chennai | RT Pole
IN-1238269 | Indira Nagar6 | 12.9995 | 80.2504 | MR. A.S SATHAR, NEW NO:13, OLD NO: 97, 14TH CROSS STREET, INDRA NAGAR, ADYAR, CHENNAI-20 | CHM1413 | Airtel | Chennai | RT Tower
IN-1044061 | Indira Nagar | 12.9975 | 80.2519 | NO 77 (OLD NO 37), I AVENUEINDIRA NAGAR , CHENNAI- 600 020 | CHM090 | Airtel | Chennai | RT Tower
IN-1244467 | Injambakkam | 12.9073 | 80.2481 | MR. PREM KALLAT PLOT NO: 79, INJAMBAKKAM VILLAGE, NO: 146, ECR ROAD, SAIDAPET TALUK, CHENGALPAT DISTRICT PH:98403 33336 | CHM1414 | Airtel | Chennai | GBT
IN-1106001 | Itc4, Eranavur | 13.1807 | 80.3016 | 3/6A,1ST CROSS STREET,JYOTHI NAGAR,ERAVANUR,CH-19 | CHM1240 | Airtel | Chennai | RT Tower
IN-1246344 | ITC5 Eranavur | 13.1853 | 80.3096 | MR .K.NARAYANA SWAMY S/O MR KRISHNA SWAMY ;NO.-7/6, BARATHI NAGAR, 4TH STREET, ERNAVUR, CHENNAI-57 ;PHNO: 9840704961 | CHM1563 | Airtel | Chennai | RT Tower
IN-1043692 | Itc, Ernavur | 13.1812 | 80.3052 | ITC, PACKING AND PRINTING DIVISION, TIRUVOTTIYUR HIGH RD, WIMCO NAGAR, ERNAVUR, CH-19 | CHI020 | Airtel | Chennai | RT Pole
IN-1044404 | Iyappanthangal 2 | 13.0368 | 80.1264 | # 80, 1ST MAIN ROAD, VIJAYA LAKSHMI NAGAR, KOTTPAKKAM, CHENNAI | CHM733 | Airtel | Chennai | RT Tower
IN-1073959 | Iyyapathangal3 | 13.0344 | 80.1359 | PLOT NO 44, 2ND ST, RAJARATNAM NAGAR, IYYAPPANTHANGAL, CHENNAI-56. | CHM1047 | Airtel | Chennai | RT Tower
IN-1044062 | Iyappanthangal | 13.0489 | 80.1351 | 1, 1ST MAIN ROAD, ASHOK NANDAVANAM, NOOMBAL VILLAGE, IYAPPANTHANGAL, CHENNAI. | CHM662 | Airtel | Chennai | RT Tower
IN-1113453 | Jafferkhant2 | 13.0288 | 80.2044 | MR.D.CHAKKARABANI,S/O.DAKSHINAMURTHY,PLOT NO.T-9,KAMBAR STREET,THIRUNAGAR,CHENNAI-600083.PH:9444073758 | CHM1078 | Airtel | Chennai | RT Tower
IN-1044064 | Jam Bazzar | 13.0523 | 80.2757 | 79/49, POOJA SHOPPE CENTER, T.P KOIL STREET, TRIPLICANE, CHENNAI-5. | CHM488 | Airtel | Chennai | RT Tower
IN-1044460 | Jayanthi Theater, Thiruvanmiyur | 12.9891 | 80.2555 | CSC COMPUTERS, 140 LB ROAD, THIRUVANMIYUR, CHENNAI-41. | CHM895 | Airtel | Chennai | RT Tower
IN-1006391 | Potheri 2 | 12.8258 | 80.0441 | PLOT NO 122, PRABHU STREET, NARASHIMAN NAGAR, POTHERI, CHENNAI 603203 | CHN684 | Vodafone | Chennai | GBT
IN-1044066 | Jb Estate2 | 13.0873 | 80.1082 | 7/131, AVADI- POONAMALLIE ROAD, PARUTHIPET, (OPP TO MAHALAKSHMI WOMENS COLLEGE), CH-71 | CHM505 | Airtel | Chennai | RT Tower
IN-1044067 | Jb Estate3 | 13.1164 | 80.1041 | 19, DKM COMPLEX, NEHRU BAZZAR, AVADI, CHENNAI-54. | CHM556 | Airtel | Chennai | RT Tower
IN-1241932 | Jb Estate5 | 13.1146 | 80.1099 | NO:166/48,CHINA AMMAN KOIL STREET,AVADI,CH-54 | CHM1112 | Airtel | Chennai | GBT
IN-1105961 | Jb Estate6 | 13.1114 | 80.1054 | NO-609,MIG,TNHB,CH-54 | CHM1276 | Airtel | Chennai | RT Tower
IN-1130288 | JB Estate7 | 13.0926 | 80.0991 | S. ADHILAKSHMI, S NO 20/12, OLD NO 1/156, NEW 1/140, PILLAYAR KOIL STREET, KANNAPPALAYAM , CHENNAI71, PHONE 97910 99637 | CHM1458 | Airtel | Chennai | GBT
IN-1127614 | Jb Estate8 | 13.0803 | 80.0954 | #3/59, PERUMAL KOIL STREET, METUPALYAUR, THIRUVERKADU P.O., CHENNAI-77 | CHM1459 | Airtel | Chennai | GBT
IN-1127668 | Jb Estate(New Avadi) | 13.1089 | 80.1088 | ADDRESS: 22, KUMARAN ESTATE, JB ESTATE. AVADI -POONAMALLE ROAD, AVADI, CHENNAI - 600 054.) | CHM094 | Airtel | Chennai | GBT
IN-1043693 | Devaraja Mudali Street | 13.0871 | 80.2803 | CNS COMPLEX, DEVARAJA MUDALI STREET, PARRYS, CHENNAI. | CHI075 | Airtel | Chennai | RT Pole
IN-1043694 | Devaraja Mudali Street 3 | 13.0871 | 80.2803 | CNS COMPLEX, DEVARAJA MUDALI STREET, PARRYS, CHENNAI. | CHI423 | Airtel | Chennai | RT Pole
IN-1044069 | Jones Road2 | 13.0248 | 80.2282 | NO.1/1, KRISHNA PILLAI GARDEN, 1ST STREET, JONES ROAD EAST, SAIDAPET, CHENNAI-15 | CHM631 | Airtel | Chennai | RT Tower
IN-1044478 | Jones Road 3 | 13.0244 | 80.2192 | NO 14/27, VANNIAR ST, NEAR WEST JONES ROAD, CHENNAI-15 | CHM923 | Airtel | Chennai | RT Tower
IN-1105991 | Jones Road4 | 13.0234 | 80.2131 | NO:3,MURAHARI STREET,WEST JONES ROAD,SARATHY NAGAR,SAIDAPET,CH | CHM1224 | Airtel | Chennai | RT Tower
IN-1044070 | Jones Rd | 13.0248 | 80.2161 | NO.66 (OPP. JEYARAJ THEATRE), WEST JONES ROAD, SAIDAPET, CHENNAI - 15 | CHM096 | Airtel | Chennai | RT Tower
IN-1128599 | K4 Police Station | 13.0922 | 80.2169 | P-33, ANNA NAGARCHENNAI ? 600 040. | CHM097 | Airtel | Chennai | RT Tower
IN-1074142 | Kadaperi2 | 12.9371 | 80.123 | NO:17,MES ROAD,KADAPERI,SANOTORIUM,TAMBARAM,CH-45 | CHM1123 | Airtel | Chennai | RT Tower
IN-1044410 | Kaladipet 2 | 13.1472 | 80.2992 | NO:7 F , PP DARGAR ROAD, THANGAL, TVT,CHENNAI-19 | CHM756 | Airtel | Chennai | RT Tower
IN-1108618 | Kaladipet3 | 13.1549 | 80.3037 | PLOT NO.22,OLD NO.21,STATE BANK OFFICIERS COLONY,THIRUVOTTRIYUR,CHENNAI-600019.PH:9841742400 | CHM1208 | Airtel | Chennai | GBT
IN-1044072 | Kaladipet | 13.152 | 80.2997 | 108, 247-249 TH ROAD, CTK COMPLEX, KALADIPET, CHENNAI - 19 | CHM333 | Airtel | Chennai | RT Tower
IN-1043929 | Kalashetra Colony4 | 12.9908 | 80.2671 | 35, GANGAI ST, KALASHITRA COLONY, THITUVANMIYUR, CHENNAI | CHM897 | Airtel | Chennai | RT Pole
IN-1044442 | Kalashetra Colony5 | 12.9886 | 80.2588 | EXISTING MICRO SITE (CHI021): NO. 10, BALU STREET, THIRUVANMIYUR, CHENNAI-41 | CHM635 | Airtel | Chennai | RT Tower
IN-1074150 | Kalashetra Colony6 | 12.9903 | 80.2613 | NEW NO:1,OLD NO:2,KUMARAGURU 1ST STREET,LAXMIPURAM,THIRUVANMIYUR,CHENNAI | CHM1115 | Airtel | Chennai | RT Tower
IN-1108617 | Kallikuppam2 | 13.1325 | 80.1656 | MR.S.A.MICHAEL PANNER SELVAN,S/O.S.A.FERNANDO,NO.96,WEST BALAJI NAGAR,KALLIKUPPAM,AMBATTUR,CHENNAI-600053.PH:98400 62036 /044-26864215 | CHM1298 | Airtel | Chennai | RT Tower
IN-1043639 | Kallikuppam | 13.1358 | 80.1721 | NO 223, EAST SRI BALAJI NAGAR, KORATTUR VILLAGE, KALLIKUPPAM, CHENNAI | CHM885 | Airtel | Chennai | GBT
IN-1240655 | Kanagam2 | 12.9976 | 80.2435 | k Solomon 1/4, Kalikundram Main Road, Kalikundram, Kanagam, Chennai-113 , 9176010422 | CHM1505 | Airtel | Chennai | RT Pole
IN-1044075 | Kandanchavadi 2 | 12.9786 | 80.2519 | THIRUMOORTHY ENGINEERING, NO. L18, DR. V.S.I ESTATE, PHASE-2, THIRUVANMIYUR. CHENNAI-41 | CHM375 | Airtel | Chennai | RT Tower
IN-1044076 | Kandanchavadi3 | 12.9685 | 80.2459 | PLOT NO-146, GOVINDASAMY NAGAR 1ST STREET, KANDANCHAVADI, MGR ROAD, CH-96 | CHM515 | Airtel | Chennai | RT Tower
IN-1240579 | Kandanchavadi4 | 12.9736 | 80.2461 | SMT.S.PUSPALATHA W/o.MR.M.SANTHANA KRISHNAN, S.NO.317/1 KOTTIVAKKAM VILLAGE, NEHRU NAGAR, TAMBARAM TALUKM KANCHIPURAM DISTRICT PH : 9176226860 | CHM934 | Airtel | Chennai | RT Tower
IN-1128039 | Kandhanchavadi 5 | 12.9658 | 80.2429 | PLOT NO 71/13, 3RD CROSS ST, CBI COLONY, KANDANCHAVADI, CHENNAI-96. | CHM1013 | Airtel | Chennai | RT Pole
IN-1074166 | Kandanchavadi6 | 12.9671 | 80.251 | PL NO:56,LAKSHMANA NAGAR,SATHYAMURTHY STREET,KANDANCHAVADY,CH-96 | CHM1061 | Airtel | Chennai | RT Tower
IN-1105994 | Kandachavadi7 | 12.9641 | 80.2461 | NO:7,CHURCH ROAD,KANDANCHAVADI,CHENNAI-96 | CHM1287 | Airtel | Chennai | RT Tower
IN-1235808 | Kandachavadi | 12.976 | 80.2479 | MR.K.N.SADANANDAN S/O.MR.NELLAKANDAN, S.NO.315/1, 315/2 PLOT NO 117 VENKATESWARA 1ST CROSS STREET, KOTTIVAKKAM VILLAGE, TAMBARAM TALUK KANCHEEPURAM DISTRICT PH:9444904283 | CHM1382 | Airtel | Chennai | RT Tower
IN-1241934 | Kandanchavadi | 12.9723 | 80.2495 | PLOT ; 383, 1ST CROSS ST, NEHRU NAGAR, KOTTIVAKKAM, CH-41. (G+1) | CHM098 | Airtel | Chennai | RT Tower
IN-1244905 | Kandigai 2 | 12.8519 | 80.1406 | MR.K.M.CHANDRASEKARAN,S/O.MR.MEIYAPPAN,NO.51/5,VENGADAMANGALAM ROAD,KANDIGAI,CHENNAI-600048.PH:9884566696 | CHM921 | Airtel | Chennai | RT Tower
IN-1128054 | Kandikai-Vandalurkelambakbyepass | 12.8396 | 80.156 | NO.54&65,SAGAYAPURI,KIZAKOTTAIYUR VILLAGE,KANDIKAIVANDALUR TO KELAMBAKKAM BYPASS ROAD,CHENNAI. | CHM416 | Airtel | Chennai | GBT
IN-1044385 | Kannadasan Nagar 2 | 13.1337 | 80.257 | #2/50, BHARATHI NURSERY & PRIMARY SCHOOL, 3RD MAIN ROAD, KANNADASAN NAGAR, CHENNAI-118 | CHM607 | Airtel | Chennai | RT Tower
IN-1113594 | Kannadasan Nagar 3 | 13.1327 | 80.2634 | 104 9TH BLOCK, KANNADASAN NAGAR, TH ROAD, CHENNAI - 118 | CHM1289 | Airtel | Chennai | RT Tower
IN-1044078 | Kannadasan Nagar | 13.1294 | 80.2587 | (O)52-(N)1-MENAMBAI SALAI,VIVEKANANDA NAGAR, CHENNAI - 600 118 | CHM377 | Airtel | Chennai | RT Tower
IN-1044079 | Karapakkam2 | 12.9156 | 80.2297 | NO:2/2B, 1/412, UDIPI SHREE DURGA, IT HIGHWAY, NADESAN AVENUE , KARAPPAKKAM , CHENNAI-96 | CHM516 | Airtel | Chennai | RT Tower
IN-1043619 | Karapakkam3 | 12.9298 | 80.2317 | NEW # 5/390A, OLD # 5/300, ADVANCED SINTERED PRODUCTS, OLD MAHABALIPURAM RD, NEAR COGNIZANT TECHNOLOGY, THORAIPAKKAM, CHENNAI-96. | CHM557 | Airtel | Chennai | GBT
IN-1237170 | Karapakkam4 | 12.9295 | 80.2288 | PLOT 45,10TH CROSS STREET,NEHRU NAGAR OKKIAM THURAIPAKKAM,MK CHAVADI | CHM734 | Airtel | Chennai | GBT
IN-1240751 | Karapakkam8 | 12.5513 | 80.1349 | 1/131,KALIAMMAN KOVIL,3RD CROSS ST,KARAPAKKAM,CH-97 | CHM1360 | Airtel | Chennai | RT Tower
IN-1074193 | Kariyanchavadi2 | 13.0513 | 80.1129 | NO 2/190, POONAMALLEE-CHENEERKUPPAM ROAD, KARIYANCHAVADI, CHENNAI-56. | CHM1050 | Airtel | Chennai | RT Tower
IN-1087045 | Kariyanchavadi3 | 13.0377 | 80.1126 | NO:18,MANALI SARAVANA NAGAR,MANGADU,CH-101 | CHM1214 | Airtel | Chennai | RT Tower
IN-1044081 | Kariyanchavadi | 13.0458 | 80.1125 | NO: 20, TRUNK ROAD, POONAMALLEE HIGH ROAD, KARAYANCHAVADI, CHENNAI | CHM342 | Airtel | Chennai | RT Tower
IN-1232361 | Karunilam1 | 12.7637 | 80.0618 | R.SAVEETHA.W/O.RAMU,KULATHU MATTU STREET,KARNILAM-VILL & POST,CHANGALPAT-TK,KANCHEPURAM-DT,PH-9841562458 | CHM1589 | Airtel | Chennai | GBT
IN-1133405 | Kasi Chetty St1 | 13.0901 | 80.2799 | MR. M. PRAKASH KUMAR, OLD NO 41 OLD NO 94, NARAYANA MUDALI STREET , SOWCARPET, CHENNAI - 79, CONTACT 98401 73919 | CHI513 | Airtel | Chennai | RT Pole
IN-1043695 | Kasi Chetty Street | 13.0899 | 80.2808 | GEE GEE COMPLEX, OLD # 6, NEW # 1, KASI CHETTY LANE, CHENNAI - 600 001.) ( NEAR TO KASI CHETTY STREET) | CHI022 | Airtel | Chennai | RT Pole
IN-1123685 | Kasimedu2 | 13.1151 | 80.296 | NO;-3,THULUKATHAMMAN KOIL STREET,ROYAPURAM,CH-13 | CHM1397 | Airtel | Chennai | RT Tower
IN-1044392 | Kasimedu | 13.1174 | 80.2927 | # 162, ANBU KALYANA MANDAPAM, S.N.STREET, ROYAPURAM, CHENNAI-13 | CHM759 | Airtel | Chennai | RT Tower
IN-1044423 | Kasturibai Nagar2 | 13.0036 | 80.2489 | 43, SS WORLD, 5TH MAIN RD, KASTURI BAI NAGAR, ADYAR, CHENNAI-20. | CHM797 | Airtel | Chennai | RT Tower
IN-1128600 | Kasturibjai Nagar, Adyar | 13.0027 | 80.2517 | 9/2, NEW#:28, 3RD CROSS ST, KASTURUBHAI NAGAR MAIN ROAD, ADYAR, CHENNAI. (OPP TO NALLI BUILDING) (G+2) | CHM100 | Airtel | Chennai | RT Tower
IN-1044082 | Kathivakkam 2 | 13.2067 | 80.315 | NO,23 ANNA NAGAR 1ST, KATHIVAKKAM,ENNORE, CHENNAI-600 057 | CHM372 | Airtel | Chennai | RT Tower
IN-1074201 | Kathivakkam4 | 13.2189 | 80.3199 | NO 361, KATHIVAKKAM HIGH ROAD, ENNORE, CHENNAI-57. | CHM1058 | Airtel | Chennai | RT Pole
IN-1237792 | Kathivakkam5 | 13.1987 | 80.3164 | MR.C.BALAMURUGAN S/O.MR.CHINNAMANI S.NO.79/23, N.NO.16, O.NO.71A, 4TH STREET, A.S.NAGAR, ENOOR, CHENNAI - 57 PH ;9094509070 | CHM1303 | Airtel | Chennai | RT Tower
IN-1106005 | Kattupakkam2 | 13.0412 | 80.1269 | MR.K.RAJA,S/O.G.KANNAN,NO.2/340,MAIN ROAD,KATTUPAKKAM,CHENNAI-56. | CHM1184 | Airtel | Chennai | RT Tower
IN-1231932 | Kattuppakkam3 | 13.051 | 80.1277 | 519, NOMBAL ROAD, PULIAMPEDU, CHENNAI-77 | CHM1430 | Airtel | Chennai | RT Tower
IN-1241308 | Kattuppakkam4 | 13.0427 | 80.134 | N.GUNASEKARAN, PLOT NO: 32, DHANALAKSHMI NAGAR, PHASE 1, IYAPPANTHANGAL (9894904715) | CHM1509 | Airtel | Chennai | RT Tower
IN-1128639 | Kattankulathur | 12.8088 | 80.0301 | (N)98, SADASIVAM ROAD, KATTANKOLATHUR, CHENNAI | CHM451 | Airtel | Chennai | RT Tower
IN-1128051 | Kelambakkam2 | 12.8013 | 80.1958 | SREE VELAYUTHA TRANSPORTS, VANDALUR - KELAMBAKKAM ROAD, PUDUPAKKAM POST, KANCHIPURAM DIST - 603 103 | CHM350 | Airtel | Chennai | GBT
IN-1138507 | Kelambakkam3 | 12.7931 | 80.2053 | NO.-6, RAGVENDRA NAGAR, BEHIND RAJANI KANTH GARDEN, VANDALLUR ROAD, KELAMBAKKAM, CHENNAI-82 | CHM915 | Airtel | Chennai | GBT
IN-1044084 | Kelleys | 13.0832 | 80.2411 | SUBHAM TVS, NO: 488, KILPAUK GARDEN ROAD, KILPAUK, CH-10. (G+3) (CITIBANK ATM BUILDING) | CHM301 | Airtel | Chennai | RT Tower
IN-1044085 | Khader Nawab Khan2 | 13.0571 | 80.2522 | #20/2, 10TH STREET, KULAMA ABBAS ALI KHAN, MODERN SCHOOL ROAD, THOUSAND LIGHTS, CHENNAI-08 | CHM558 | Airtel | Chennai | RT Tower
IN-1043845 | Knk Road | 13.061 | 80.2518 | 30 KHADHER NAWAZ KHAN ROADCHENNAI - 600 006. | CHM104 | Airtel | Chennai | RT Pole
IN-1087049 | Keelkatalai3 | 12.9583 | 80.1766 | NO:1/47,NATESAN SALAI,OLD PALLAVARAM,CH-117 | CHM1271 | Airtel | Chennai | RT Tower
IN-1128601 | Kilkattalai | 12.9561 | 80.1872 | 29 E,PUSHPA AMMAL COMPLEXMEDAVAKKAM MAIN ROADKILKATTALAICHENNAI - 600 117. | CHM105 | Airtel | Chennai | RT Tower
IN-1118394 | Kilkattalai Junction | 12.9494 | 80.1862 | E. JAGADESAN AND J. SAVITHRI, S NO 123/58. O S NO 123/1C, PLOT NO 11, DR NO 4004, OLD NO 98, THURAIPAKKAM- PALLAVARAM (200 FEET) RD , ECHANGADU, KOVILAMBAKKAM, CHENNAI ? 117- 98411 14332 | CHM1490 | Airtel | Chennai | RT Tower
IN-1044086 | Kilpauk2 | 13.0796 | 80.2338 | (17/1A) / (16/A), VALLIAMMAL STREET, NEW AVAD ROAD CROSS, KILPAUK, CHENNAI-10. | CHM454 | Airtel | Chennai | RT Tower
IN-1128603 | Kilpauk Sect Clny | 13.0927 | 80.2428 | NO 75, A.K. SWAMY NAGAR1ST ST, SECRETARIAT COLONYCHENNAI - 600 010. | CHM107 | Airtel | Chennai | RT Tower
IN-1112886 | Kishkinda Theme Park2, Tambaram | 12.94 | 80.102 | MRS. SANTHA, 22, PILLAYAR KOIL STREET, KANNADA PALAYAM, KISHKINTHA ROAD, WEST TAMBARAM, CHENNAI 45, CONTACT 98407 18899 | CHM1422 | Airtel | Chennai | GBT
IN-1128697 | Kiskinda Theme Park3, Tambaram | 12.9559 | 80.0784 | NO.-3/189, OPP. CSI SCHOOL, PALLAVARAM, TAMBARAM MAIN ROAD, CHENNAI (PALANTHANDALAM) | CHM1582 | Airtel | Chennai | GBT
IN-1239762 | Kiskintha Theme Park4 | 12.9447 | 80.0496 | C. Munuswamy, S No 366A/19, old 366A/1, No 2/12, Gandhi nagar main road, Naduveerapattu village, Sriperumputhur taluk, Kancheepuram dist, 91760 54906 | CHM1583 | Airtel | Chennai | GBT
IN-1128638 | Kk Nagar3 | 13.0432 | 80.2056 | 1603/C,103RD ROAD, 14TH SECTOR,KK NAGAR, CHENNAI-600 078 | CHM373 | Airtel | Chennai | RT Tower
IN-1239089 | KKNagar7 | 13.0391 | 80.2042 | MR.B.JEEVARATINAM S/o.BALASUNDARA MUDALIAR S.NO.394/1DOOR NO.31,13TH STREET II SECTOR, K.K. NAGAR, CHENNAI 78 | CHM1354 | Airtel | Chennai | RT Tower
IN-1044091 | Kk Nagar | 13.0363 | 80.2038 | RATNA COMPLEX, B-125, FIRST SECTORFIRST ST, K K NAGAR, CHENNAI - 600078 | CHM108 | Airtel | Chennai | RT Tower
IN-1044092 | Kk Nagar West2 | 13.0401 | 80.1929 | ANJUGAM HOTEL, 1065,MUNUSAMY SALAI, KK NAGAR WEST | CHM764 | Airtel | Chennai | RT Tower
IN-1239194 | KK Nagar West3 | 13.0412 | 80.1973 | M ANUSHYA PLOT NO-633, RAMASWAMI SALAI, KK NAGAR,CHENNAI-78 PH:044-23660427 | CHM1260 | Airtel | Chennai | RT Tower
IN-1044093 | Kk Nagar West | 13.0392 | 80.1961 | 1005,DR.LAKSHMANASAMY SALAIKK. NAGARCHENNAI - 600 078. | CHM109 | Airtel | Chennai | RT Tower
IN-1085509 | Kodambakkam3 | 13.053 | 80.2325 | NO:21/11,KOLAMAMANI AMMAN KOIL STREET,T.NAGAR,CH-17 | CHM1161 | Airtel | Chennai | RT Pole
IN-1044094 | Kodambakkam High Rd | 13.0527 | 80.2464 | MOOTHA CENTRE, 9, KODAMBAKKAM HIGH ROAD, NUNGAMBAKKAM, CHENNAI 34 | CHM110 | Airtel | Chennai | RT Tower
IN-1044095 | Kodungaiyur2 | 13.1381 | 80.2482 | 4/42, AR CYCLE SHOP, MANALI RD, KODUNGAIYUR, CHENNAI. | CHM483 | Airtel | Chennai | RT Tower
IN-1074464 | Kodungiyur3 | 13.1313 | 80.2521 | NO:177,T.H ROAD,M.R NAGAR,CHENNAI 118 | CHM1004 | Airtel | Chennai | RT Tower
IN-1105992 | Kodungaiyur5 | 13.1431 | 80.2494 | 136/4,MANALI ROAD,SRIRAM NAGAR,KODUNGAIYUR,CH-118 | CHM1318 | Airtel | Chennai | RT Tower
IN-1240543 | Kodungaiyur7 | 13.1403 | 80.2417 | MR R PRABHU S/O MR V RAJU ,NO 1/1 ,PONNUSAMY NAGAR ,M.M.C ROAD,KODUNGAIYUR,CHENNAI118. PH: 9840411623 | CHM1350 | Airtel | Chennai | GBT
IN-1121334 | Kodungaiyur8 | 13.1452 | 80.2577 | J. RAVICHANDRAN, S NO 72/1, NO 6/4, MUNUSAMY STREET, ISHWARYA NAGAR, SELAIVAYAL, MMC POST, CHENNAI 51- 93807 32827, 25941922 | CHM1465 | Airtel | Chennai | RT Tower
IN-1121339 | Kodungaiyur9 | 13.1414 | 80.2579 | NO.64THENDRAL NAGAR 1ST STREET, KODUNGAIYUR, CHENNAI-118 | CHM1536 | Airtel | Chennai | GBT
IN-1044096 | Kodungaiyur | 13.1328 | 80.2475 | 4/617 SOUTH AVENUE ROAD, MUTHAMIZH NAGAR, CHENNAI - 118 | CHM299 | Airtel | Chennai | RT Tower
IN-1118380 | Kolathur10 | 13.13 | 80.214 | NO.-7, BHAVANI NAGAR, RELTARI SIGNAL, REDHILLS ROAD, KOLATHUR, CHENNAI-99 | CHM1559 | Airtel | Chennai | RT Tower
IN-1112889 | Kolapakkam3 | 12.8724 | 80.1025 | VELLAIYAN, 44/4, THIRUVALLUVAR SALAI, ANNA NAGAR, KOLAPPAKKAM, CHENNAI - 47, CONTACT 98404 89693 | CHM1420 | Airtel | Chennai | GBT
IN-1044424 | Kolapakkam | 12.8666 | 80.1157 | RAMANUJAR COLLEGE OF ENGINEERING, KOLLAPAKKAM, NEXT TO SUPER AUTO FORGE, VANDALUR, CHENNAI-48 | CHM786 | Airtel | Chennai | RT Tower
IN-1044097 | Kolathur2 | 13.1263 | 80.2079 | JPR PALACE, PLOT NO1, 200 FT ROAD, CHENNAI - 99 | CHM303 | Airtel | Chennai | RT Tower
IN-1044098 | Kolathur3 | 13.1238 | 80.2227 | SIR SAI MAHAL, PLOT NO. 3, VELAVAN NAGAR,KOLATHUR, CHENNAI - 600 099 | CHM381 | Airtel | Chennai | RT Tower
IN-1044099 | Kolathur4 | 13.1344 | 80.2061 | THANGAM STORE, NO:1, VILLIVAKKAM ROAD, LAKSHMIPURAM, KOLATHUR, CHENNAI-99 | CHM450 | Airtel | Chennai | RT Tower
IN-1044431 | Kolathur5 | 13.1262 | 80.228 | NO:25/65,KARTHIK STREET,VETRINAGAR,PERAVALLUR,CHENNAI-82 | CHM834 | Airtel | Chennai | RT Tower
IN-1044427 | Kolathur6 | 13.1247 | 80.2164 | 15A,EAST MADA STREET,KOLATTUR,CHENNAI-99 | CHM843 | Airtel | Chennai | RT Tower
IN-1044100 | Kolathur Main Road2 | 13.1186 | 80.2039 | 1, NEW 15/28, 1ST MAIN ROAD, KOLATHUR MAIN ROAD, SRINIVASANAGAR, CHENNAI. | CHM559 | Airtel | Chennai | RT Tower
IN-1118379 | Kolathur Main Road5 | 13.1185 | 80.198 | S NO 175/2, PLOT NO 3, DR NAGAR, 200 FT ROAD, KORATTUR, CHENNAI 76 | CHM1558 | Airtel | Chennai | RT Tower
IN-1044103 | Konnur High Road | 13.0975 | 80.2419 | # 1, ANDERSON ROAD, AYNAVARAM,CHENNAI-23. ( VASAN BHAVAN) | CHM113 | Airtel | Chennai | RT Tower
IN-1044104 | Korattur2 | 13.1068 | 80.1834 | NO: 450, 17TH STREET, TNHB COLONY, KORATTUR, CH-80 | CHM493 | Airtel | Chennai | RT Tower
IN-1044415 | Korattur3 | 13.112 | 80.1817 | #15 A, RUKMANI AMMAL STREET, VENKATRAMAN NAGAR, KORATTUR, CHENNAI-80 | CHM746 | Airtel | Chennai | RT Tower
IN-1246030 | Korattur4 | 13.1025 | 80.1834 | T.JUSTIN RANI W/O T.SUNIL DOSS ;NO: 6-B ,7TH STREET ,VANCHEE NAGAR,KORATTUR,CHENNAI-80 ;9444063858 | CHM1167 | Airtel | Chennai | RT Tower
IN-1112890 | Redhills5 | 13.1998 | 80.168 | 1/1284, BALAJI AVENUE, BALAMURUGAN NAGAR, ATTANTHANGAL, CHENNAI - 67 | CHM1389 | Airtel | Chennai | GBT
IN-1239145 | Korattur6 | 13.1173 | 80.194 | K.PALANISELVAM,PLOT NO.132,DOOR NO,12, SAMPATH SALAI ANNAI NAGAR, KORATTUR, CH 76 | CHM1474 | Airtel | Chennai | RT Tower
IN-1243545 | Korattur | 13.1126 | 80.1857 | 816/B2 STATION RDVENKATRAMAN NAGARKORATTUR CHENNAI- 600080 | CHM114 | Airtel | Chennai | RT Tower
IN-1044387 | Korukupet4 | 13.1158 | 80.2876 | NO:56, SANJEVARAYAN KOIL STREET,, OLD WASHERMENPET, CHENNAI-21. | CHM758 | Airtel | Chennai | RT Tower
IN-1044483 | Korukpet6 | 13.1238 | 80.2774 | NO 106 C/8, ENNORE HIGH ROAD, KORUKPET, CHENNAI - 21. | CHM945 | Airtel | Chennai | RT Tower
IN-1044106 | Korukupet Railway Station | 13.1189 | 80.2765 | 104 / (41/A), KATHIVAKKAM HIGH ROAD, KORUKUPET, CHENNAI-21. | CHM560 | Airtel | Chennai | RT Tower
IN-1044108 | Kotivakkam3 | 12.9821 | 80.2596 | 55/15, ECR ROAD, THIRUVANMIYUR, CHENNAI-41. | CHM517 | Airtel | Chennai | RT Tower
IN-1043620 | Kotivakkam4 | 12.9719 | 80.2618 | (3/568) / (3/453) , 3 RD CROSS ST, LAKSHMIPERUMAL NAGAR, KOTTIVAKKAM, CHENNAI. | CHM561 | Airtel | Chennai | GBT
IN-1044109 | Kottivakkam5 | 12.972 | 80.2577 | 2/204, VEMBULIAMMAN KOIL STREET, KOTTIVAKKAM, CHENNAI-41. | CHM698 | Airtel | Chennai | RT Tower
IN-1044376 | Kottivakkam6 | 12.9757 | 80.2621 | L 1016/4, 7TH MAIN ROAD, THIRUVALLUVAR NAGAR, THIRUVANMIYUR, CHENNAI-41. | CHM718 | Airtel | Chennai | RT Tower
IN-1074502 | Kotivakkam8 | 12.979 | 80.2592 | NO:33B,ECR,THIRUVANMIYUR,CH-41 | CHM1081 | Airtel | Chennai | RT Tower
IN-1235798 | Kotivakkam9 | 12.9742 | 80.2539 | MR.PERUMAL S/o.MR.MUTHUSWAMY, S.NO.256/28A AS PER PATTA 256/28B BLOCK NO.36 (B), SWAMINATHAN NAGAR, 2ND CROSS STREET, VENKATESAPURAM, KOTTIVAKKAM VILLAGE TAMBARAM TALUK, KANCHIPURAM DISTRICT PH: 9444657123 | CHM1503 | Airtel | Chennai | RT Tower
IN-1043847 | Kotivakkam | 12.9767 | 80.2588 | SRI SAI SUBHODAYA, 9TH FLOOR57/2B EAST COAST RDTHIRUVANMIYUR, CHENNAI - 600041. | CHM116 | Airtel | Chennai | RT Pole
IN-1044110 | Kotturpuram | 13.0177 | 80.2413 | 52 PONNIAMMAN KOIL STKOTTURCHENNAI - 600085 | CHM117 | Airtel | Chennai | RT Pole
IN-1044111 | Kotturpuram2 | 13.016 | 80.2445 | INFONETZ, #68 PONNIAMMAN KOIL STREET, KOTTUR, CHENNAI - 85 (G+2) | CHM118 | Airtel | Chennai | RT Tower
IN-1044112 | Kotturpuram3 | 13.0213 | 80.2422 | ORIENT BANK KOTTURPURAM FIRST ST, KOTTURPURAM MAIN ROAD, CHENNAI-85. | CHM417 | Airtel | Chennai | RT Tower
IN-1044411 | Koturpuram 4 | 13.0182 | 80.245 | NO:10, THIRUVALLUVAR 2ND STREET, KOTTURPURAM, CHENNAI. | CHM724 | Airtel | Chennai | RT Tower
IN-1044113 | Kovalam | 12.787 | 80.2504 | HP GAS AGENCY,DHARGA ROAD, KOVALAM, CHENNAI | CHM453 | Airtel | Chennai | RT Tower
IN-1238606 | Kovilambakkam2 | 12.9245 | 80.1847 | MR.RATINASABAPATHY S/O.MR.NATESA NAIDU,S.NO.258 PLOT NO.14B, NO.120 (O.NO.150), MEDAVAKKAM VILLAGE, SAIDAPET TALUK, CHENGALPET DISTRICT PH : 9946882045 | CHM1306 | Airtel | Chennai | RT Tower
IN-1238517 | Kovilambakkam3 | 12.937 | 80.1876 | R.RAJENDRAN BABU, PLOT NO: 5, KOLATHUR,TAMBARAM TALU, KANCHEEPYRAM DISTRICT KOVILAMBAKKAM VILLAGE, CHENNAI-117.PH:9383471183 | CHM1489 | Airtel | Chennai | RT Tower
IN-1044114 | Koyembedu2 | 13.075 | 80.1945 | 25,GANDHI ROAD, METTUKULAM, KOYEMBEDU, CHENNAI | CHM401 | Airtel | Chennai | RT Tower
IN-1128397 | Koyembedu | 13.065 | 80.1954 | D-16, SAMANTHI STREET, BRINDAVAN NAGAR, CHENNAI-92. | CHM120 | Airtel | Chennai | RT Tower
IN-1107988 | Kovilpadagai 2 | 13.1552 | 80.0994 | MRS.P.RUPAVATHI,W/O.PALRAJ,OLD S.NO.712,NEW S.NO.62,KOILPATHAGAI VILLAGE,AVADI,CHENNAI-62.PH:044-26375420 | CHM1284 | Airtel | Chennai | GBT
IN-1113197 | Kovilpadagai | 13.1436 | 80.1111 | S. RATHINAM,W/O, SUBBANNA, NO 1 NSC BOSE ROAD, ASHOK NAGAR, KOILPATHAGAI, CHENNAI 600062 - 044 26375715 | CHM1403 | Airtel | Chennai | RT Tower
IN-1122081 | Kovilpadagai4 | 13.1464 | 80.1042 | NO.2/1, KOVILPADAGAI MAIN ROAD, SWAMY NAGAR, AVADI, CHENNAI-62 | CHM1456 | Airtel | Chennai | GBT
IN-1122073 | Kovilpadagai5 | 13.1621 | 80.1001 | NO.13, VELLANVUR VILLAGE, AVADI VELTEC | CHM1468 | Airtel | Chennai | GBT
IN-1087052 | Krishnapuram2 | 13.1241 | 80.1317 | 2,BHARATHI NAGAR MAIN ROAD,THIRUMULAIVOYIL,CH-62 | CHM1278 | Airtel | Chennai | RT Tower
IN-1133820 | Krishnapuram4 | 13.125 | 80.1258 | NO-6,E-STREET,SRI DEVI VISHRANI NAGAR,THIRUMULLAIVOIL,CH-109 | CHM1571 | Airtel | Chennai | GBT
IN-1241936 | Krishnapuram | 13.1194 | 80.1412 | 14/49,GANAPATHY NGR, SHOLA PURAM, CH, 62. | CHM886 | Airtel | Chennai | RT Tower
IN-1074531 | Krishnampet2 | 13.0513 | 80.2722 | DOOR NO.40,PRESENT NO.26,PLOT NO.15,MUTHIAH MURALI GARDEN 2ND STREET,KRISHNAMPET,CHENNAI-600014. | CHM1090 | Airtel | Chennai | RT Pole
IN-1044115 | Krishnampet | 13.0496 | 80.2745 | 57 (OLD NO 6), IRUSAPPA GRAMANI STREETTRIPLICANECHENNAI - 600 005. | CHM121 | Airtel | Chennai | RT Tower
IN-1244895 | Kubera Nagar | 12.9554 | 80.2032 | MR.R.RENGASAMY,PLOT NO.348J,DOOR NO.1701/2,KUBERA NAGAR 14TH STREET EXTN,MADIPAKKAM,CHENNAI-91.PH:9941889990 | CHM1273 | Airtel | Chennai | GBT
IN-1043696 | Kutchery Road2 | 13.0361 | 80.2737 | NEW NO. 94/OLD NO. 67, BAZAR ROAD, MYLAPORE,CHENNAI-04 | CHI145 | Airtel | Chennai | RT Pole
IN-1043697 | Kutchery Road3 | 13.0361 | 80.2737 | NEW NO. 94/OLD NO. 67, BAZAR ROAD, MYLAPORE,CHENNAI-04 | CHI306 | Airtel | Chennai | RT Pole
IN-1043848 | Kutchery Road | 13.0346 | 80.2722 | 85, KUTCHERY ROADMYLAPORE CHENNAI - 600 004 | CHM122 | Airtel | Chennai | RT Pole
IN-1044479 | Kundrathur 2 | 12.9979 | 80.095 | O.NO 50, NEW NO. 65, BIG STREET, KUNDRATHUR CH-69 | CHM858 | Airtel | Chennai | RT Tower
IN-1117008 | Kundrathur3 | 12.9935 | 80.095 | NO:1,RANGANATHAN NAGAR,KUNRATHUR,CHENNAI-69 | CHM1082 | Airtel | Chennai | GBT
IN-1244894 | Kundrathur4 | 12.9954 | 80.1097 | MR.K.DILLI,POLT NO.5,METHA NAGAR,ANDANKUPPAM,KUNDRATHUR,CHENNAI-600064.PH:9382166763 | CHM1302 | Airtel | Chennai | GBT
IN-1105987 | Kundrathur5 | 13.0009 | 80.0923 | NO.60/1,GANGAIAMMAN KOIL STREET,KUNDRATHUR,CHENNAI. | CHM1217 | Airtel | Chennai | RT Tower
IN-1043776 | Lakeview2 | 13.0388 | 80.2263 | VELAN BUILDING , STATION ROAD , WEST MAMBALAM, CHENNAI - 33 | CHI067 | Airtel | Chennai | Wall Mount
IN-1044116 | Lake View Road3 | 13.0356 | 80.2265 | 51/6, ESWARAN KOIL STREET, WEST MAMBALAM,CH- 33 | CHM562 | Airtel | Chennai | RT Tower
IN-1043777 | Lakeview4 | 13.0388 | 80.2263 | VELAN BUILDING , STATION ROAD , WEST MAMBALAM, CHENNAI - 33 | CHI357 | Airtel | Chennai | Wall Mount
IN-1128605 | Lake View | 13.0392 | 80.2248 | PANDIAN THIRUMANAMANDAPAMOLD NO 12, NEW NO 18/A, STATION ROADWEST MAMBALAMCHENNAI - 600 033. | CHM124 | Airtel | Chennai | RT Tower
IN-1044117 | Lb Road2 | 12.9967 | 80.2562 | 1, M.G. ROAD, ADYAR, CHENNAI. | CHM470 | Airtel | Chennai | RT Tower
IN-1043906 | Lb Road3 | 12.9995 | 80.2595 | NO 2, 6TH LANE, SHASTRI NAGAR, ADYAR, CHENNAI. | CHM722 | Airtel | Chennai | RT Pole
IN-1044508 | Lb Road4 | 13.0035 | 80.2565 | OLD 97/ NEW 58, LB ROAD, ADYAR, CHENNAI-20. | CHM801 | Airtel | Chennai | RT Tower
IN-1044118 | Lb Road | 13.0013 | 80.2573 | VIJAYA RAJA KALYANA MANDAPAMOLD NO 20, NEW NO 581ST AVENUE, SHASTRI NAGARADYARCHENNAI - 600 020. | CHM125 | Airtel | Chennai | RT Tower
IN-1044119 | LIC | 13.0637 | 80.2653 | LIC MOUNT ROAD DHANALAKSHMI BANK (NEXT TO LIC), 104&107,LIC MOUNT ROAD, CHENNAI. | CHM311 | Airtel | Chennai | RT Tower
IN-1043698 | Lingi Chetty Street 2 | 13.0933 | 80.29 | NO. 122, METAL TRADING CORPORATION, LINGI CHETTY STREET, CHENNAI-01 | CHI245 | Airtel | Chennai | RT Pole
IN-1044120 | Lloyds Road 2 | 13.0477 | 80.2707 | NO.51/23, MAVADI VINAYAGAR KOIL STREET, LLOYDS ROAD, ROYAPETTAH, CHENNAI-14 | CHM647 | Airtel | Chennai | RT Tower
IN-1239752 | Lloyds Road3 | 13.0469 | 80.2749 | MR.J.A.SIVASUBRAMANIAM S.NO.1030/2 O.S.NO.3386 DOOR NO.21 OLD NO.2 GOKULAM COLONY, LLOYDS ROAD, (NOW AVVAI SHANMUGAM SALAI)TRIPLICANE, CHENNAI - 600 005 PH :98400 28667 | CHM1593 | Airtel | Chennai | RT Tower
IN-1044122 | Manapakkam(L&T)2 | 13.0162 | 80.1776 | 2/490, VELLAMMAL STORES, ARCOT SALAI, AMBETKAR NAGAR, MANAPAKKAM, CH-116. | CHM666 | Airtel | Chennai | RT Tower
IN-1113445 | L&T Manapakkam 4 | 13.0239 | 80.1719 | 104 9TH BLOCK, KANNADASAN NAGAR, TH ROAD, CHENNAI - 118 | CHM1383 | Airtel | Chennai | RT Tower
IN-1044123 | L&T Manapakkam | 13.0205 | 80.1817 | GARDEN VILLA, #15,MANAPAKKAM MAIN ROAD,MANAPAKKAM, CHENNAI- 600 116 | CHM127 | Airtel | Chennai | RT Tower
IN-1044124 | Madhambakkam2 | 12.9151 | 80.1535 | PLOT NO.14, D.NO.19, GANDHI NAGAR, RAJA KALPAKKAM, CHENNAI-73 | CHM563 | Airtel | Chennai | RT Tower
IN-1044375 | Madhambakkam3 | 12.9043 | 80.151 | PLOT # 29 & 30, DOOR NO. 67, MADAMBAKKAM MAIN ROAD, MM COMPLEX, PADMAVATHY NAGAR, CHENNAI-73. | CHM729 | Airtel | Chennai | RT Tower
IN-1118403 | Madambakkam6 | 12.9033 | 80.1574 | 184,BHARATHI NGAR,9ST KOZHLI PANNAI BUS STAND,MADAMBAKKAM | CHM1441 | Airtel | Chennai | RT Tower
IN-1044125 | Madhavaram2 | 13.1485 | 80.2311 | (N)32, SUNDARA VINAYAGAR KOIL ST,,MADHAVARAM CHENNAI, | CHM400 | Airtel | Chennai | RT Tower
IN-1044397 | Madhavaram3 | 13.1385 | 80.2274 | NO:111,GANAPATHY GARDEN,PONNIAMMAN MEDU POST, MADHAVARAM, CHENNAI-110. | CHM691 | Airtel | Chennai | RT Tower
IN-1044126 | Madhavaram4 | 13.1534 | 80.2086 | PANDIAN CRANES,200,GNT ROAD,PUZHAL CYCLE SHOP,CHENNAI-66. | CHM692 | Airtel | Chennai | RT Tower
IN-1121135 | Madhavaram6 | 13.157 | 80.2266 | C. MOHAN, 200 FEET, INNER RING ROAD, MANJAMBAKKAM, MADHAVARAM CHENNAI - 600 060- ADJ - PEAR;L GRANITE | CHM1325 | Airtel | Chennai | RT Tower
IN-1237732 | Madhavaram 7 | 13.1532 | 80.2354 | M. UMA , PLOT NO 33, SRI RAMACHANDRA NAGAR, MADHAVARAM, CHENNAI - 60 . 98401 49659 | CHM1250 | Airtel | Chennai | GBT
IN-1113047 | Madhavaram 8 | 13.1456 | 80.226 | POORNA VIJAYSAI COLD STORAGE LIMITED, 14, LOTUS COLONY, I STREET, THATTAN KULAM ROAD EXTN, MADHAVARAM, CHENNAI - 600 060 CONTACT - 99401 44224 99401 44112 | CHM1395 | Airtel | Chennai | RT Tower
IN-1243546 | Madhambakkam | 12.9083 | 80.1571 | 72, SHANTHINEKATAN COLONY, MADAMBAKKAM, CHENNAI 73. ( WINWAY ASSOCIATES) | CHM128 | Airtel | Chennai | RT Tower
IN-1043919 | Madras Institute Of Technology | 12.9458 | 80.1432 | 6, SP HARAN, MAHADAVAN ST, NEHRU NAGAR, CHROMPET, CHENNAI-44 | CHM907 | Airtel | Chennai | RT Pole
IN-1043621 | Madipakkam3 | 12.9736 | 80.186 | C59, AGS COLONY, MODERN SCHOOL ROAD, MADIPAKKAM, CHENNAI-61. | CHM434 | Airtel | Chennai | GBT
IN-1044129 | Madipakkam4 | 12.9651 | 80.2078 | 465, ANNAI ELECTRICALS, BAZAR ROAD, RAM NAGAR, MADIPAKKAM, CHENNAI-91. | CHM466 | Airtel | Chennai | RT Tower
IN-1044130 | Madipakkam5 | 12.9745 | 80.1921 | 45, SUBIKSHA BUILDING, MEDAVAKKAM MAIN ROAD, PALLAVARAM, CHENNAI-91. | CHM564 | Airtel | Chennai | RT Tower
IN-1043622 | Madipakkam6 | 12.9671 | 80.1854 | (3/330) / (4/128), SUBRAMANIYA NAGAR 3RD STREET, MADIPAKKAM, CHENNAI-91 | CHM565 | Airtel | Chennai | GBT
IN-1044131 | Madipakkam7 | 12.9611 | 80.2032 | NEW # 16, 1ST STREET, KUBER NAGAR, MADIPAKKAM, CHENNAI-91 | CHM637 | Airtel | Chennai | RT Tower
IN-1006899 | Ayapakkam???? | 13.0944 | 80.1467 | NO.1, UDAIYARPALAYAM, ATHIPET, CHENNAI-58. | CHN1211 | Vodafone | Chennai | RT Tower
IN-1074714 | Madipakkam9 | 12.9729 | 80.1976 | NO:68,BAJANAI KOIL STREET,PULUTHIVAKKAM,CH-91 | CHM1135 | Airtel | Chennai | RT Tower
IN-1044132 | Madipakkam | 12.9689 | 80.1903 | NEAR MUVARASANPET BUS STOPMADIPAKKAMCHENNAI - 600 091. | CHM131 | Airtel | Chennai | RT Tower
IN-1138714 | Madipakkam Main Road2 | 12.969 | 80.2091 | 1.MR.M.P.VENKATESH S/O.MR.D.PANCHATHAN, 2.SMT.V.SUMATHI W/O.MR.M.P.VENKATESH S.NO.78/3, 78/6B& 78/7B PLOT NO.4053. RAM NAGAR EXTN NORTH, MADIPAKKAM VILLAGE, TAMBARAM TALUK, CHENNAI - 600 091 PH :9841437450 | CHM1272 | Airtel | Chennai | RT Tower
IN-1044472 | Madipakkam Main Road | 12.9619 | 80.2145 | NO5, NEHRU STREET, KAIVELI NAGAR, MADIPAKKAM, CHENNAI-42. | CHM892 | Airtel | Chennai | RT Tower
IN-1043849 | Madras University | 13.065 | 80.2817 | I.C.E BUILDING,KAMARAJAR SALAI, CHEPAUK CAMPUSCHEPAUK, CHENNAI - 600 005 | CHM355 | Airtel | Chennai | RT Pole
IN-1044133 | Maduravoyal2 | 13.0604 | 80.1541 | 1/16, SRI LAKSHMI HARDWARES, POONAMALLEE HIGH ROAD, VANAGARAM, CHENNAI-95 | CHM566 | Airtel | Chennai | RT Tower
IN-1133813 | Maduravoyal4 | 13.0523 | 80.1505 | S.NO.111(PART) & 109/1A, SIVABOOTHAMEDU, VANGARAM, CHENNAI-77 | CHM1467 | Airtel | Chennai | GBT
IN-1248091 | Maduravoyal5 | 13.0618 | 80.1635 | MR.FAZULUR RAHMAN,NO.7/64.WEST MADA ST.MADURAVOIL CH-95,9840497940 | CHM1612 | Airtel | Chennai | RT Tower
IN-1044134 | Maduravoyal | 13.0628 | 80.1679 | PLOT NO.56, PALLAVAN NAGAR MAIN RDSINGARAVEL NAGARMADURAVOYALCHENNAI - 602 102. | CHM132 | Airtel | Chennai | RT Tower
IN-1138420 | Mahabalipuram3 | 12.6151 | 80.1693 | NO.11/3, PLOT NO.17, SANGEETHA NAGAR, THIRUKKALUKUNDAM ROAD, PONDICHERRY KOOT RAOD, MAMMALLAPURAM | CHM1443 | Airtel | Chennai | RT Tower
IN-1044135 | Mahalingapuram | 13.0551 | 80.2345 | FIRM FOUNDATION, NEW : 7, OLD : 4, MAHALINGAPURAM MAIN ROAD, MAHALINGAPURAM, CHENNAI. (G+3) | CHM134 | Airtel | Chennai | RT Tower
IN-1242619 | Mahendra City4 | 12.7232 | 80.0077 | A.DHANASEKARAN, No.219, Anumanthai Colony, Kunnawakam Post, Via Nattam, Chengalpattu ? 600 302.Cell : 9791373609 | CHM1640 | Airtel | Chennai | GBT
IN-1044414 | Malar Bridge, Adyar | 13.0101 | 80.2603 | 12, VASANTH PRESS ROAD, ARUNACHALAPURAM, ADAYAR, CHENNAI-20 | CHM567 | Airtel | Chennai | RT Tower
IN-1074738 | Manali2 | 13.1639 | 80.2555 | 9,KAMARAJAR SALAI,CHINNASEKKADU,MANALI.CHENNAI-600068. | CHM1027 | Airtel | Chennai | RT Tower
IN-1121345 | Manali3 | 13.1532 | 80.2567 | PLOT NO.-25, PADAVETAMMAN KOIL STREET, KK THALAI, MM COLONY, CHENNAI-51 | CHM1455 | Airtel | Chennai | GBT
IN-1044136 | Manali | 13.1629 | 80.2631 | 9/20 JALAGANDHA MARIAMMAN KOIL STMANALI, CHENNAI - 600068 | CHM135 | Airtel | Chennai | RT Tower
IN-1121131 | Manali Busstand2 | 13.1715 | 80.261 | 1,KUTTIAPPASTREET,EDAPALYAM,MANALI,CH-68 | CHM1275 | Airtel | Chennai | GBT
IN-1043850 | Mandaveli3 | 13.0175 | 80.2714 | 107/50, ASWATH, THANDAVARAYAN STREET, MRC NAGAR, R.A PURAM, CHENNAI-28. | CHM435 | Airtel | Chennai | RT Pole
IN-1044138 | Mandaveli4 | 13.0298 | 80.2718 | 48, SOLAIAPPA STREET, MANDAVELI, CHENNAI-28. | CHM479 | Airtel | Chennai | RT Tower
IN-1043923 | Mandaveli6 | 13.0218 | 80.2681 | #9/43, KARPAGAM AVENUE, R.ANNAMALAIPURAM, BEHIND ICICI BANK, SANTHOME, CHENNAI | CHM569 | Airtel | Chennai | RT Pole
IN-1240757 | Mangadu4 | 13.0369 | 80.0962 | MR.K.THAMIZHESELVAM S/o.MR.M.KRISHNAN, S.NO.101/2 SAKTHI NAGAR, MALAYAMBAKKAM VILLAGE, SRIPERUMPUTHUR TALUK, KANCHIPURAM DISTRICT PH : 9444232111 | CHM1472 | Airtel | Chennai | RT Tower
IN-1044141 | Mangadu | 13.0295 | 80.1121 | KALYANI KALYANA MANDAPAM, MAIN ROAD, MANGADU, CHENNAI. (G+2) | CHM137 | Airtel | Chennai | RT Tower
IN-1241415 | Manhattan | 13.0432 | 80.277 | 1, DR RADHAKRISHNAN SALAI, KAILASAPURAM I ST, MYLAPORE, CHENNAI 4 | CHM138 | Airtel | Chennai | RT Pole
IN-1124857 | Manali Industrial Estate3 | 13.2053 | 80.2761 | 54/15, MANALI NEW TOWN, CHENNAI-103 | CHM1471 | Airtel | Chennai | RT Tower
IN-1121342 | Manali Industrial Estate4 | 13.1121 | 80.1612 | K. MUNUSWAMY, S NO, 6/2, 19/125 KANNI AMMAN KOVIL STREET, ELANTHANCHERY, CHENNAI 103. PHONE? 98413 38181 | CHM1527 | Airtel | Chennai | GBT
IN-1125713 | Manali Indl Estae | 13.1802 | 80.2706 | SSM TRANSPORT, 127/5 PONNERI HIGH ROAD, MANALI, CHENNAI - 86 | CHM139 | Airtel | Chennai | GBT
IN-1043700 | Mannady - Micro | 13.0965 | 80.2885 | # 19, SEEMA MANSION, MANNADY STREET, PARRYS, CHENNAI-01 | CHI244 | Airtel | Chennai | RT Pole
IN-1125714 | Mannady | 13.1012 | 80.2904 | 25 THAMBU CHETTY STREETCHENNAI - 600001. | CHM140 | Airtel | Chennai | RT Pole
IN-1043701 | Mannady - Micro 2 | 13.0965 | 80.2884 | # 19, SEEMA MANSION, MANNADY STREET, PARRYS, CHENNAI-01 | CHI424 | Airtel | Chennai | RT Pole
IN-1231931 | Manapakkam4 | 13.0234 | 80.1785 | P.B.-979, L&T ECC DIVISION, MANAPAKKAM, CHENNAI-89 | CHM1581 | Airtel | Chennai | RT Tower
IN-1044143 | Manapakkam | 13.0252 | 80.1766 | 149/IC-ID, MOUNT POONAMALLE ROADRAMAVARAM, MANAPAKKAMCHENNAI ? 600 089. | CHM141 | Airtel | Chennai | RT Tower
IN-1043702 | Marina Beach2 | 13.0389 | 80.2793 | 42A, DURGAAMMA KOIL STREET, MYLAPORE, CHENNAI. BEHIND LIGHT HOUSE | CHI149 | Airtel | Chennai | RT Pole
IN-1044461 | Marundiswarar Temple, Thiruvanmiyur | 12.9861 | 80.2618 | 24/3 NORTH MADA STREET, THIRUVANMIYUR, CHENNAI - 41. | CHM896 | Airtel | Chennai | RT Tower
IN-1070754 | Mathur2 | 13.1708 | 80.2496 | NO 3090, MIG, AVK STEEL & BUILDERS, 3RD MAIN ROAD, MATHUR, MMDA, CHENNAI-68. | CHM1044 | Airtel | Chennai | RT Tower
IN-1238111 | Mathur5 | 13.1734 | 80.2151 | PLOT NO, 105 SARASWATHI NAGAR VADAPERUMBAKKAM CHENNAI -60 | CHM1464 | Airtel | Chennai | GBT
IN-1044144 | Mattur | 13.1672 | 80.2458 | # 134A, IST MAIN ROAD, MATHUR (T.N.H.B), CHENNAI-68 | CHM142 | Airtel | Chennai | RT Tower
IN-1044145 | Medavakkam2 | 12.9202 | 80.1845 | 5/521, VELACHERY MAIN ROAD,MEDAVAKKAM, CHENNAI-601302. | CHM571 | Airtel | Chennai | RT Tower
IN-1238649 | Medavakkam4 | 12.9115 | 80.1971 | 4/19A, EX SERVICE MAN COLONY, 2ND STREET, JALADIANPET, CH-100 | CHM1084 | Airtel | Chennai | RT Tower
IN-1239428 | Medavakkam6 | 12.9138 | 80.1894 | J.Rajaram , VGP 1st Main Road ,Babu nagar,ph no :9445122119,9380136856 | CHM1481 | Airtel | Chennai | GBT
IN-1239434 | Medavakkam7 | 12.9253 | 80.197 | MR M RAJENDRAN S/O MR C R MOHANARANGAM ,NO 2/A NEHRU STREET,M.G.R NAGAR ,PALLIKARANAI,CHENNAI-600100 ,044-22460651 | CHM1492 | Airtel | Chennai | RT Tower
IN-1105981 | Melpatti 3 | 13.1139 | 80.2543 | 21,MP MUTHALI STREET,VYSARPADI,PERAMBUR,CH | CHM1238 | Airtel | Chennai | RT Tower
IN-1044147 | Melpatti, Vyasarpadi | 13.1155 | 80.2504 | OLD-46,NEW-207,M.P.M STREET, VYASARPADI , CH-39 | CHM412 | Airtel | Chennai | RT Tower
IN-1044395 | Menambedu 2 | 13.1151 | 80.1715 | PLOT NO.37, D.T.P. COLONY, MENAMBEDU, KORIKKU, AMBATTUR, CHENNAI-53 | CHM747 | Airtel | Chennai | RT Tower
IN-1106002 | Menambudu3 | 13.1172 | 80.1632 | MRS.A.VASUKI,W/O.T.ASAITHAMBI,PLOT NO.18,PONUAMBAL STREET,GNANAMOORTHY NAGAR,AMBATTUR,CHENNAI-600053.PH:9444061249 | CHM1310 | Airtel | Chennai | RT Tower
IN-1120022 | Menambedu6 | 13.1222 | 80.1589 | NO.-95, K.K.ROAD, VENGABA PURAM, AMBATTUR, CHENNAI-54 | CHM1550 | Airtel | Chennai | RT Tower
IN-1239158 | Menambedu6 | 13.1253 | 80.1674 | MR.VENKATRAMAN, NO: 40, 1SR CROSS STREET, INDRA NAGAR MENAMBEDU,AMBATHUR, CH 53.(9710723994) | CHM1554 | Airtel | Chennai | RT Tower
IN-1044148 | Meenambakkam | 12.9869 | 80.1749 | 4/7, VOC ST.,MEENAMBAKKAM,CHENNAI- 600027 | CHM144 | Airtel | Chennai | RT Tower
IN-1043624 | Menambedu | 13.122 | 80.163 | 50/79, PREMA'S HERBAL BEAUTY PARLOUR, KAKKU MAIN ROAD, MENAMBEDU, CH-53. | CHM608 | Airtel | Chennai | GBT
IN-1241321 | Meppur | 13.0348 | 80.0827 | MR.S.SUNDAR S/O.MR.SRIAMALU PLOT NO.47& 48, BALAJI NAGAR, MALAYAMBAKKAM, NEAR VIVEKANANDHA VIDHALAYA,CHENNAI - 56 | CHM1631 | Airtel | Chennai | RT Tower
IN-1044150 | Mepz3 | 12.9333 | 80.1333 | 22/40, KANNAGI STREET, ANNA NAGAR, EAST TAMBARAM, CHENNAI-59. | CHM572 | Airtel | Chennai | RT Tower
IN-1044464 | Mepz4 | 12.9408 | 80.1204 | # 140, 9TH CROSS STREET, MOULANA NAGAR, TAMBARAM | CHM831 | Airtel | Chennai | RT Tower
IN-1243547 | Mepz | 12.9458 | 80.1209 | PLOT NO A15/16, 2ND MAIN ROADKADAPERICHENNAI - 600 045. | CHM145 | Airtel | Chennai | GBT
IN-1044152 | Mgr Nagar2 | 13.0317 | 80.2026 | 2, KEERTHI ENTERPRISES, PACHAIAPPAN, JAFFARKHANPET WEST, CHENNAI-83. | CHM573 | Airtel | Chennai | RT Tower
IN-1240676 | MGR Nagar3 | 13.0354 | 80.2006 | G.SANJALA, NO: 4/9, ALAGIRI STREET, M G R NAGAR CH 78 | CHM1110 | Airtel | Chennai | RT Tower
IN-1247493 | MGR Nagar4 | 13.032 | 80.2056 | NO.-29, NETHAJI NAGAR 3RD STREET, ASHOK NAGAR, CHENNAI-83 | CHM1120 | Airtel | Chennai | RT Tower
IN-1044153 | Mgr Nagar | 13.0344 | 80.1971 | 2 PUGHAZENDHI STREET, MGR NAGAR, CHENNAI 78 | CHM326 | Airtel | Chennai | RT Tower
IN-1043852 | Mgr University, Saidapet | 13.0105 | 80.2151 | LOTUS TOWER, NO85, MOUNT ROAD GUINDY,CHENNAI-32. | CHM325 | Airtel | Chennai | RT Pole
IN-1113443 | Minjur2 | 13.2781 | 80.2671 | PLOT NO.88, NO.31,BALAJI NAGAR,MINJUR VILLAGE,PONNERI TALUK,THIRUVALLUR DIST.PH:9840775146 | CHM1045 | Airtel | Chennai | GBT
IN-1128045 | Minjur Town | 13.28 | 80.2592 | NO 32, JANAKIRAM NAGARGANDHI ROADMINJUR - 601 203. | CHM146 | Airtel | Chennai | GBT
IN-1044390 | Mint Street | 13.0986 | 80.28 | # 63, MINT STREET, CHENNAI-79 | CHM678 | Airtel | Chennai | RT Tower
IN-1044154 | M.K.B Nagar2 | 13.1236 | 80.2643 | NEW # 328, OPP. MUMMY DADDY DRY CLEANERS, 10TH EAST CROSS STREET, MKB NAGAR, VYASARPADI, CHENNAI-39 | CHM486 | Airtel | Chennai | RT Tower
IN-1070831 | Mkb Nagar3 | 13.1199 | 80.2607 | 6/43, 4TH STREET, M.K.B NAGAR, CHENNAI-39 | CHM1028 | Airtel | Chennai | RT Pole
IN-1085512 | M.K.B.Nagar4 | 13.1276 | 80.2633 | 17A&17B,VIVEKANANDAR STREET,KRISHNAMOORTHY NAGAR,KODUNGAIYUR,CH-118 | CHM1195 | Airtel | Chennai | RT Tower
IN-1044155 | MKBNagar | 13.1251 | 80.2584 | PLOT NO 1422, DOOR NO 56, 16TH CROSS ST, MKB NAGARCHENNAI - 600 039. | CHM147 | Airtel | Chennai | RT Tower
IN-1085513 | M.K.N.Road2 | 12.9977 | 80.2012 | 269, MKN ROAD, ALANDUR, CHENNAI -16. | CHM1059 | Airtel | Chennai | RT Tower
IN-1044156 | Mknroad | 13.0014 | 80.2043 | 66/75, EKAMBARADABEDAR STREET, ALANDUR, CH-16. | CHM633 | Airtel | Chennai | RT Tower
IN-1239146 | Milk Colony2 | 13.1646 | 80.2399 | NO.6, VIJAYA NAGAR, M.M.C., MADHAVARAM, CHENNAI-51 | CHM1525 | Airtel | Chennai | RT Tower
IN-1044465 | Milk Colony, Madhavaram | 13.1545 | 80.2398 | NO 28, KAVI ST, KAMBAN NAGAR, MADHAVARAM MILK COLONY, CHENNAI-51. | CHM913 | Airtel | Chennai | RT Tower
IN-1244934 | Central Station-General Hospital | 13.0834 | 80.2774 | D R M OFFICE CENTRAL RAILWAY STATION, GENERAL HOSPITAL | CHM384 | Airtel | Chennai | RT Pole
IN-1044157 | Mmda2 | 13.0636 | 80.2144 | 1/27, MMDA COLONY MAIN ROAD, ARUMABAKKAM, CHENNAI. | CHM518 | Airtel | Chennai | RT Tower
IN-1105965 | Mmda Colony3 | 13.0627 | 80.211 | MRS.S.SHYLA,W/O.K.SOWKATHALI,DOOR NO.31,VINAYAGAPURAM 2ND STREET,ARUMBAKKAAM,CHENNAI-600106.PH:9444150496 | CHM1124 | Airtel | Chennai | RT Tower
IN-1044158 | Mmda Colony | 13.0694 | 80.2144 | HOTEL RAMAS CAF?NO 1, B-BLOCKMMDA COLONY, MAIN ROADARUMBAKKAM | CHM149 | Airtel | Chennai | RT Tower
IN-1044159 | Mmnagar Ind-Est2 | 12.7985 | 80.0235 | 14,SYNDICATABANK,VALLAL MGR SALAI,NH-1, MARAIMALAI NAGAR-603209 | CHM696 | Airtel | Chennai | RT Tower
IN-1044491 | M.M Nagar3 | 12.7956 | 80.0255 | 11/71, MANIKAVASAGAR ST, MM NAGAR, CHENNAI-603209 | CHM924 | Airtel | Chennai | RT Tower
IN-1239834 | MM Nagar Ind Estate4 | 12.7935 | 80.0276 | Mr.R.RAJARAM, NO, 5/22, LIG, NH2, POOMPAVAYAR STREET,MM NAGAR, KANCHIPURAM DISTRICT | CHM1373 | Airtel | Chennai | RT Tower
IN-1239728 | M M Nagar Industrial Estate5 | 12.7836 | 80.0314 | MOHAMMED ZAKI; EP 7, SIDCO IND ESTATE, MMNAGAR, CH-603209 - 9884097978 | CHM1432 | Airtel | Chennai | RT Tower
IN-1044160 | M.M.Nagar Industrial Estate | 12.7912 | 80.0287 | NO:10/23, SINGARAVELAN ST, N.H-2, OPP BALAJI WEIGH BRIDGE,M.M.NAGAR | CHM346 | Airtel | Chennai | RT Tower
IN-1120027 | M M Nagar4 | 12.7945 | 80.0078 | B.DEVARAJAN, S/O, BALAKRISHNAN PILLAI, NO,44, UNION SALAI, PERAMANUR, , MM NAGAR, CHENNAI - 94432 54980 | CHM1431 | Airtel | Chennai | GBT
IN-1044162 | Mogappair East3 | 13.0846 | 80.1834 | 12/28, PACHAIAPPAN SALAI, MOGAPPAIR EAST, CHENNAI. | CHM397 | Airtel | Chennai | RT Tower
IN-1043703 | Mogappair East4 | 13.0867 | 80.1879 | DAGE TOWER, 2 BAZZAR ROAD, COLLECTOR NAGAR, MOGAPPAIR EAST, CHENNAI. | CHI085 | Airtel | Chennai | RT Pole
IN-1044163 | Mogeppair East5 | 13.0791 | 80.1872 | PLOT NO.6/321, MIG TYPE, DOOR NO.70, J.J.NAGAR EAST, MOGAPPAIR, CHENNAI-600 037 | CHM519 | Airtel | Chennai | RT Tower
IN-1044374 | Mogeppair East6 | 13.0758 | 80.1836 | # 228, TRINITY CHURCH STREET, GOLDEN GEORGE NAGAR, SRI AYAPPA NAGAR, CHENNAI-111 | CHM775 | Airtel | Chennai | RT Tower
IN-1044165 | Mogeppair West2 | 13.0841 | 80.1753 | 27A/82, VELLALAR STREET, MOGEPPAIR WEST, CHENNAI. | CHM520 | Airtel | Chennai | RT Tower
IN-1044166 | Mogappair West3 | 13.079 | 80.1755 | # 7/802, 7TH BLOCK, MOGAPPAIR WEST, CHENNAI-37 | CHM574 | Airtel | Chennai | RT Tower
IN-1070952 | Mogappair West7 | 13.0854 | 80.1657 | 5/25,JASWANTH NAGAR,MOGAPPAIR WEST,CH-37 | CHM1225 | Airtel | Chennai | RT Tower
IN-1117609 | Moolakadai Junction 2 | 13.1301 | 80.2364 | 71/1,CHANDRAPRABU COLONY,PONNIAMMAN MEDU,CH-110 | CHM1290 | Airtel | Chennai | RT Tower
IN-1112901 | Moolaikadai Junction | 13.1235 | 80.2423 | OLD NO 28, NEWNO 61- MH ROAD, PERAMBUR, CHENNAI - 600 011 | CHM1385 | Airtel | Chennai | RT Tower
IN-1122638 | Moolakadai Junction5 | 13.1257 | 80.2332 | MR.K.GOPAL S/O.MR.KRISHINA REDDY NO.94, 2 ND STREET, GOPALAPURAM, T.V.K NAGAR, CHENNAI - 600 082 PH :944184125 DOOR NO 4, GOPALAPURAM 2ND STREET, T.V.K.NAGAR, CHENNAI - 600 082 | CHM1534 | Airtel | Chennai | RT Tower
IN-1044169 | Moolakadi Junction | 13.128 | 80.2416 | SRI CHERAN TEXTILES,40/33, M.H.ROAD, MOOLAKADAI, CHENNAI. | CHM336 | Airtel | Chennai | RT Tower
IN-1043855 | Monteith Road | 13.0688 | 80.2562 | 100,MONTIETH ROADQUEEN COURTCHENNAI-8 | CHM153 | Airtel | Chennai | RT Pole
IN-1043785 | Moore Street2 | 13.0941 | 80.2914 | HOTEL WOODLAND, MOORS ST, BEACH LANE, PARRYS, CHENNAI. | CHI082 | Airtel | Chennai | Wall Mount
IN-1044170 | Moorst Street3 | 13.0955 | 80.2912 | #23, MOORE STREET, PARRYS, CHENNAI-1 | CHM576 | Airtel | Chennai | RT Tower
IN-1113593 | Moore Street | 13.0915 | 80.2905 | DOOR NO:-4/ 42,PLOT NO7, II LINE BEACH, CHENNAI - 600001 | CHM1026 | Airtel | Chennai | RT Pole
IN-1043666 | Moore Street5 | 13.0925 | 80.2909 | STOCK EXCHANGE BUILDING, 2ND LINE BEACH,PARRYS, CHENNAI - 1 | CHI248 | Airtel | Chennai | Wall Mount
IN-1044171 | Moore St | 13.0934 | 80.2905 | 69, MOORE STCHENNAI - 600 001. | CHM154 | Airtel | Chennai | RT Tower
IN-1007027 | P H Road | 13.0747 | 80.2203 | 633/13,, PH ROAD, SELVAM THIRUMANAL MALIGAI, NEAR PH RD - NM RD JUNCTION,CHENNAI | CHN398 | Vodafone | Chennai | RT Tower
IN-1244891 | Mudichur4 | 12.9209 | 80.0921 | NO:6,SARASWATHI NAGAR,OLD PERUNGALATHUR,MUDICHUR ROAD,CH-63 | CHM1099 | Airtel | Chennai | RT Tower
IN-1113182 | Mudichur5 | 12.9161 | 80.0883 | MR. KARTHIKEYAN PLOT NO. 2, KURINJI NAGAR VTH MAIN ROAD OLD PERUNGALATHUR CHENNAI-600 063. PHONE : 99404 53453 | CHM1364 | Airtel | Chennai | RT Tower
IN-1113183 | Mudichur6 | 12.9209 | 80.0965 | MR. SAMPATH, NO.1, MALLIKA NAGAR, IST MAIN ROAD, WEST TAMBARAM, CHENNAI-600 045.PHONE : 22262450 | CHM1370 | Airtel | Chennai | RT Tower
IN-1237731 | Mugalivakkam4 | 13.0222 | 80.154 | C. USHADEVI, W/O CHANDRAMOULI, 95 MAHALINGA STREET, 3/1158,3/639,MADUNANDAPURAM,SANTHOSH NAGAR,,CH-116, CONTACT 9283462061, 92824 32398 | CHM1186 | Airtel | Chennai | RT Tower
IN-1044174 | Mugalivakkam | 13.0301 | 80.1605 | #44, 6TH CROSS STREET, MANGALA NAGAR, MUGALIVAKKAM, CHENNAI-116 | CHM629 | Airtel | Chennai | RT Tower
IN-1043856 | T.Muthiappan Street | 13.0943 | 80.2844 | HOTEL JEYANTHIOLD NO. 5, NEW NO.9THATHA MUTHIAPPAN STCHENNAI - 79. | CHM156 | Airtel | Chennai | RT Pole
IN-1237034 | Muttukadu2 | 12.8202 | 80.2396 | MR.RAJAGOPAL S/o.MR.K.NAGAIAH NAIDU, S.NO.81/35, NO.1/238, ECR MAIN ROAD, MUTTUKADU, KOVALAM POST, KANCHIPURAM DISTRICT - 603 112 PH : 98401 34339 | CHM1320 | Airtel | Chennai | GBT
IN-1043857 | Shelter Hotel | 13.0332 | 80.2661 | HOTEL SHELTERS, 19-21 VENKATESA AGRAHARAM ST, MYLAPORE, CHENNAI 4 | CHM158 | Airtel | Chennai | RT Pole
IN-1044175 | Mylapore3 | 13.0387 | 80.2731 | NO.13/32, MALLISWAR KOIL STREET, MYLAPORE, CHENNAI -4 | CHM577 | Airtel | Chennai | RT Tower
IN-1071040 | Mylapore6 | 13.041 | 80.2741 | NO:8,P.V.KOIL STREET,MYLAPORE,CH-4 | CHM1092 | Airtel | Chennai | RT Tower
IN-1043859 | Mylapore | 13.0382 | 80.2641 | UMA COMPLEX, 168 LUZ CHRUCHRD, MYLAPORE, CHENNAI-4 | CHM159 | Airtel | Chennai | RT Pole
IN-1044176 | Mylapore Luz Corner | 13.0397 | 80.2686 | HOTEL SHELTERS, 19-21 VENKATESA AGRAHARAM ST, MYLAPORE, CHENNAI 4 | CHM160 | Airtel | Chennai | RT Tower
IN-1244893 | Nagalkeni2 | 12.958 | 80.1384 | MR.D.MANAVALAN,NO.1/A,KANNAN STREET,VEERASAMY NAGAR,NAGALKENI,CHENNAI-600044.PH:9941579312/044-22382350 | CHM1180 | Airtel | Chennai | GBT
IN-1235805 | Nagelkeni3 | 12.9617 | 80.1285 | NO.-48, THURALINGAM STREET, CHAMUNDESHWARI NAGAR, PAMMAL, CHENNAI-75 | CHM1483 | Airtel | Chennai | RT Tower
IN-1044177 | Nagalkeni | 12.9615 | 80.1355 | 70/77A-THIRUNEER MALAI MAIN ROAD, NAGALKENI,'CHENNAI:600 0045 | CHM379 | Airtel | Chennai | RT Tower
IN-1043706 | Nandanam2 | 13.0309 | 80.2391 | HERO HONDA SHOWROOM, NANDHANAM - CHENNAI. | CHI064 | Airtel | Chennai | RT Pole
IN-1043707 | Nandanam3 | 13.0306 | 80.2392 | HERO HONDA SHOWROOM,NANDANAM,CHENNAI. | CHI171 | Airtel | Chennai | RT Pole
IN-1043861 | Nandambakkam | 13.0152 | 80.1926 | 46, MOUNT POONAMALLEE ROAD, NANDAMBAKKAM, CHENNAI. | CHM370 | Airtel | Chennai | RT Pole
IN-1071117 | Nandambakkam2 | 13.0106 | 80.1933 | NO:27H,SEVEN WELLS ROAD,NANDANBAKKAM,ST.THOMAS MOUNT,CHENNAI | CHM1049 | Airtel | Chennai | RT Tower
IN-1237403 | Neelangarai8 | 12.9427 | 80.2581 | MR.T.S.ARUMUGAM & MRS.NITHYALAKSHMI S.NO.92/2A/A (S.NOS92/243A2 AND 92/243A5 NO.5/40, BLUE BEACH ROAD, MARAKAYAR NAGAR, NEELANKARAI CHENNAI - 600 041,9840050195 | CHM1614 | Airtel | Chennai | GBT
IN-1044179 | Nanganallur3 | 12.9864 | 80.1817 | 61A, COLLEGE RD, NANGANALLUR, CHENNAI-61. | CHM697 | Airtel | Chennai | RT Tower
IN-1044400 | Nanganallur4-Nehuru Clny | 12.984 | 80.1845 | NO. 6/27, NEHRU COLONY, 21ST STREET, NANGANALLUR, CHENNAI-61 | CHM783 | Airtel | Chennai | RT Tower
IN-1247301 | Nanganallur5 | 12.9832 | 80.1812 | R.S. KRISHNAN, PLOT NO 40 A, POONTHOTTAM 3RD STREET, PAZHAVANTHANGAL, CHENNAI - 114 | CHM1541 | Airtel | Chennai | RT Tower
IN-1248609 | Narayana Mudalai St | 13.0896 | 80.28 | 4,NARAYANA MUDALI LANE,SOWCARPET,CHENNAI-79 | CHI518 | Airtel | Chennai | RT Tower
IN-1043802 | Narayana Mudali Street | 13.0909 | 80.2799 | NO-70, NARAYANA MUDALI STREET, SOWCARPET, CHENNAI | CHI290 | Airtel | Chennai | Wall Mount
IN-1125922 | Navalur | 12.8183 | 80.2304 | 3/24, OLD MAHABALIPURAM RD,KAZHIPATTUR VILLAGE, TIRUPORUR TALUKPADUR POKANCHEEPURAM - 603 103. | CHM163 | Airtel | Chennai | GBT
IN-1043905 | North Boag Road2 | 13.0413 | 80.2445 | PIONEER HOMES, 23C, NORTH BOAG ROAD, T.NAGAR,CHENNAI. | CHM686 | Airtel | Chennai | RT Pole
IN-1044403 | North Boag Road3 | 13.047 | 80.2454 | MR.MANIKANDAN,NO:3,NORTH BOAG ROAD T.NAGAR,CHENNAI-17. | CHM687 | Airtel | Chennai | RT Tower
IN-1043654 | Neelangarai2 | 12.9572 | 80.2559 | SRI KUMARAN TIBER TIPPO, 13/2A AND 14/9, EAST COAST ROAD, PALLAVAKKAM, CHENNAI-41. | CHM463 | Airtel | Chennai | GBT
IN-1043643 | Neelangarai4 | 12.9537 | 80.2537 | 2/630 A, SULTHAN AHAMED STREET, ECR ROAD. NEELANGARAI, CHENNAI-49. | CHM925 | Airtel | Chennai | GBT
IN-1235806 | Neelangarai7 | 12.9366 | 80.2521 | 23?C - KOHINOOR COMPLEX,VETTUVANKANI,?CHENNAI - 600 041 | CHM1392 | Airtel | Chennai | RT Tower
IN-1007253 | Korrukupet - Manali Road | 13.1247 | 80.2759 | NEW.NO.74 , OLD.NO.4 , MANALI SALAI , GOPAL NAGAR , KORRUKUPET ,CHENNAI-21 | CHN995 | Vodafone | Chennai | RT Tower
IN-1240007 | Nehru Park, Kilpauk | 13.0785 | 80.2482 | MR. P.HASHIM AND OTHERS;OLD NO 863/228,HOTEL BLUE BERRY,P H ROAD,CHENNAI;04426402241 | CHM807 | Airtel | Chennai | RT Tower
IN-1071278 | Nemam2 | 13.0672 | 80.037 | NO 1/33, KUMARAN RICE MILL, THIRUVALLUR HIGH ROAD, VELLAVEDU, CHENNAI-602107. | CHM1039 | Airtel | Chennai | RT Tower
IN-1128044 | Nemam | 13.074 | 80.0306 | ASIAN PUBLIC SCHOOLOPP TO COKE FACTORY NEMAM - 602 107. | CHM165 | Airtel | Chennai | GBM
IN-1107991 | Nemmilichery | 12.944 | 80.1606 | NO:88/3,ANANDAVALLI AVENUE,NEMILICHERY,CHROMPET,CH-44 | CHM1330 | Airtel | Chennai | GBT
IN-1071282 | Nerkunram3 | 13.056 | 80.178 | NO 14, RAJU NAGAR, 1ST STREET, METTUKUPPAM, NERKUNDRAM, CHENNAI-107. | CHM1034 | Airtel | Chennai | RT Tower
IN-1087059 | Nerkundram4 | 13.0649 | 80.1827 | NO 31C, 14TH STREET, SAKTHI NAGAR EXTN, NERKUNRAM, CHENNAI. | CHM1128 | Airtel | Chennai | RT Tower
IN-1105984 | Nerkundram5 | 13.0596 | 80.1736 | 67,MATHURANAYAKAN STREET,MADURAVOYAL,CH-95 | CHM1263 | Airtel | Chennai | RT Tower
IN-1240510 | Nerkundram6 | 13.0632 | 80.1708 | MR.M.SIVASUBRAMANIAN S/o.MR.MUTHUKARAUPADEVAR, S.NO.79, 80, 81/1 PLOT NO.11F, KARTHIKEYAN NAGAR, MADHURAVAYAL VILLAGE, AMBATTUR TALUK, CHENNAI PH :98409 33165 | CHM1410 | Airtel | Chennai | GBT
IN-1044182 | Nerkundram | 13.0709 | 80.1845 | 1/68 POONAMALLE HIGH ROAD, NERKUNDRAM. ( MAHESH ELECTRICALS) | CHM166 | Airtel | Chennai | RT Tower
IN-1071283 | Nesapakkam2 | 13.0352 | 80.1893 | NO.131,ANNAI SATHYA NAGAR 3RD STREET,CHENNAI-600078,PH:-23713522 | CHM995 | Airtel | Chennai | RT Tower
IN-1123681 | Nesapakkam 3 | 13.0372 | 80.191 | NO. 32 PULLAYAR KOIL STREET, NESAPPAKKAM, CHENNAI - 600 078 | CHM1377 | Airtel | Chennai | RT Tower
IN-1044184 | Netaji Nagar | 13.137 | 80.2797 | OLD 194, MAIN STREET, (ABOVE CHENNAI MEDICALS) NETHAJI NAGAR, CHENNAI - 600 081. | CHM167 | Airtel | Chennai | RT Tower
IN-1044426 | New Colony4 | 12.952 | 80.134 | NO.2, SRIMATHI LAKSHMI AMMAL HR.SEC. SCHOOL, 7TH MAIN ROAD, NEW COLONY, CHROMEPET, CHENNAI-44 | CHM754 | Airtel | Chennai | RT Tower
IN-1071286 | New Colony5 | 12.9501 | 80.1359 | NO:34,12 CROSS STREET,NEW COLONY,CHROMPET,CHENNAI | CHM1002 | Airtel | Chennai | RT Tower
IN-1239436 | New Colony6 | 12.9541 | 80.1279 | SMT.S.KANCHANA W/O.MR.SUBBURAJAN,A.NO.348/1A2 NO.7, VENKATESA NAIDU STREET, LAKSHMIPURAM, CHROMEPET, CHENNAI - 600 044 | CHM1107 | Airtel | Chennai | RT Tower
IN-1044370 | New Washermanpet | 13.1329 | 80.2901 | #11, SENI AMMAN KOIL STREET, 4TH STREET, TONDIARPET, CHENNAI-81 | CHM760 | Airtel | Chennai | RT Tower
IN-1043928 | Nungambakkam High Road2 | 13.0591 | 80.25 | NO, 19, RUTLAND GATE ROAD, 4TH ST, NUNGAMBAKKAM, CHENNAI-6. | CHM802 | Airtel | Chennai | RT Pole
IN-1043708 | North Mada Street, Kapaleshwar Temple | 13.0344 | 80.2695 | 56/34, SRI BHUVANESWARI JEWELLERY MART, N.MADA STREET, MYLAPORE, CHENNAI. | CHI178 | Airtel | Chennai | RT Pole
IN-1044187 | Nm Road2 | 13.0665 | 80.2309 | 13/1, NM ROAD, CHOOLAIMEDU, CH-94. | CHM317 | Airtel | Chennai | RT Tower
IN-1044189 | NM Road4 | 13.0679 | 80.2263 | 1, STICHWELL TAILOR, VEDA AGARAM ROAD, METHA NAGAR, CHENNAI-29 | CHM522 | Airtel | Chennai | RT Tower
IN-1043709 | Nelson Manikam Road5 | 13.0666 | 80.2314 | MUTHU PHARMACY, 184 AND 185, NM ROAD, CHOOLAIMEDU, CHENNAI. | CHI150 | Airtel | Chennai | RT Pole
IN-1043710 | Nelson Manikam Road6 | 13.0664 | 80.231 | MUTHU PHARMACY, 184 AND 185, NM ROAD, CHOOLAIMEDU, CHENNAI. | CHI163 | Airtel | Chennai | RT Pole
IN-1044190 | Nm Road | 13.0714 | 80.2231 | 110, AMPA CHETTYNDNELSON MANICKAM RDCHENNAI - 29 | CHM169 | Airtel | Chennai | RT Tower
IN-1239067 | Nsc Bose Road4 | 13.0886 | 80.2853 | H. MOULANA, HUSSAIN PLAZA, OLD NO 160, NEW NO 348, THAMBU CHETTY STREET, PARRYS, CHENNAI - 1. 04 42165064, 9940395965 | CHI676 | Airtel | Chennai | RT Pole
IN-1247624 | NSC Bose Road7 | 13.0888 | 80.2825 | MOHAMMED HAKKIM,3/38.BUNDHER STREET, PARRYS, CHENNAI-1 | CHI728 | Airtel | Chennai | RT Pole
IN-1128607 | Nungambakkam 2 | 13.0614 | 80.243 | OLD 17, NEW 2, APPU NAICKEN ST, NUNGAMBAKKAM, CHENNAI 34 | CHM170 | Airtel | Chennai | RT Tower
IN-1043864 | Nungambakkam | 13.061 | 80.2474 | ELDORADO BLDG. M.G.ROADCHENNAI-34 | CHM171 | Airtel | Chennai | RT Pole
IN-1044191 | North Usman Road2 | 13.0453 | 80.2328 | MURUGAN IDLY SHOP, AYSHCHI CENTER, NORTH USMAN ROAD, T.NAGAR, CH-17. | CHM688 | Airtel | Chennai | RT Tower
IN-1044192 | North Usman Road | 13.0512 | 80.2348 | ARATHI APARTMENTS, 150, HABIBULLAH RD,T.NAGAR CHENNAI., | CHM387 | Airtel | Chennai | RT Tower
IN-1044193 | Ormes Rd | 13.0816 | 80.2499 | 58 ALAGAPPA CHETTIAR ROAD, PURASAWALKAM, CHENNAI | CHM172 | Airtel | Chennai | RT Tower
IN-1043625 | Ota | 13.0006 | 80.19 | (OPP) OTA, 56/A,MAGAZINE ROAD, ST THOMAS ROAD, CHENNAI | CHM424 | Airtel | Chennai | GBT
IN-1044194 | Otteri2 | 13.0943 | 80.2526 | NO.5/2, VALLUVAN STREET, OTTERI, CHENNAI. | CHM615 | Airtel | Chennai | RT Tower
IN-1044401 | Otteri3 | 13.0964 | 80.246 | 12/ 57, SUBBURAYAN 3RD STREET, NAMALWARPET, CH-12. | CHM778 | Airtel | Chennai | RT Tower
IN-1138689 | Otteri4 | 13.0954 | 80.2486 | MR G. BABU, 54/1, SANTHIAPPA 1ST STREET, OTTERI, CHENNAI-12 PH:9840146286 | CHM1185 | Airtel | Chennai | RT Tower
IN-1085514 | Otteri5 | 13.0977 | 80.2516 | 161,STRAHAN`S ROAD,OTTERI,CH-12 | CHM1228 | Airtel | Chennai | RT Tower
IN-1044195 | Otteri | 13.0906 | 80.2549 | 15,THANDAVARAYAN STREET, PURSAIWALKAM, CHENNAI | CHM406 | Airtel | Chennai | RT Tower
IN-1044196 | Padi2 | 13.1015 | 80.1927 | HARIKRISHNA COMPLEX, 3, MTH ROAD, PADI, CH-50 | CHM330 | Airtel | Chennai | RT Tower
IN-1044197 | Padi4 | 13.0953 | 80.186 | NO.19/A, TIRUVALLUVAR STREET, MOORTHI NAGAR, PADI, CHENNAI-50 | CHM743 | Airtel | Chennai | RT Tower
IN-1105982 | Padi5 | 13.0984 | 80.1825 | NO 168, MTH ROAD, PADI, CHENNAI-50. | CHM1160 | Airtel | Chennai | RT Tower
IN-1044198 | Padi | 13.0999 | 80.1864 | SAKTHI TOWERS882/7, MTH ROADPADICHENNAI - 600 050. | CHM173 | Airtel | Chennai | RT Tower
IN-1043711 | Pallavaram3 | 12.9677 | 80.1491 | # 8/24, INDHIRA GANDHI ROAD, PALLAVARAM, CHENNAI-43 | CHI152 | Airtel | Chennai | RT Pole
IN-1044199 | Pallavaram4 | 12.9697 | 80.1497 | 85A, SRINIVASA PERUMAL KOVIL ST, NEXT TO JANATHA THEATER, PALLAVARAM, CHENNAI-43. | CHM580 | Airtel | Chennai | RT Tower
IN-1043712 | Pallavaram5 | 12.9677 | 80.1491 | # 8/24, INDHIRA GANDHI ROAD, PALLAVARAM, CHENNAI-43 | CHI313 | Airtel | Chennai | RT Pole
IN-1044443 | Pallavaram6 | 12.9694 | 80.1439 | # 19, KAMALAVENI HOUSE, YASAIN KHAN 2ND STREET, PALLAVARAM, CHENNAI. | CHM825 | Airtel | Chennai | RT Tower
IN-1113460 | Palllavaram7 | 12.9679 | 80.1473 | NO.318,MARIAMMAN KOIL STREET,CANTONMENT PALLAVARAM,CHENNAI-600043 | CHM1087 | Airtel | Chennai | GBT
IN-1085333 | Pallavaram 8 | 12.9667 | 80.151 | NO:2/3,SABARI COMPLEX,PALLAVARAM,CHAVADI STREET,CH-43 | CHM1164 | Airtel | Chennai | RT Tower
IN-1128582 | Pallavaram | 12.9657 | 80.1485 | SUDHA PALACE52, GST ROADPALLAVARAMCHENNAI - 600 043. | CHM174 | Airtel | Chennai | RT Tower
IN-1044469 | Pallikarnai2 | 12.928 | 80.2028 | 46A, GELIDEN PATTEI, PILLIYAR KOVIL ST, VELACHERY MAIN ROAD, CHENNAI-302. | CHM877 | Airtel | Chennai | RT Tower
IN-1044200 | Pallikaranai3 | 12.9431 | 80.2073 | 15,VGP RAJESH NAGAR,PALLIKARANAI,CHENNAI | CHM581 | Airtel | Chennai | RT Tower
IN-1238645 | Pallikaranai4 | 12.9547 | 80.2124 | MR.D.ASOKAN S/o.,MR.DHSRMS REDDY, S.NO.469/2A NO.10 VELACHERY MAIN ROAD, BALAJI NAGAR, PALLIKARANAI, CHENNAI- 600 100 PH : 9444023507 | CHM916 | Airtel | Chennai | RT Tower
IN-1235804 | Pallikaranai7 | 12.9484 | 80.2044 | P. TAMILARASI, VMP COMPLEX, NO 1, 200 FEET RADIAL ROAD, NARAYANAPURAM, PALLIKKARANAI, CHENNAI 100, 98415 27979,? 044 32532326? | CHM1426 | Airtel | Chennai | RT Tower
IN-1241033 | Pallikarnai8 | 12.929 | 80.2082 | MR.E.ANNAMALAI S/o.ELUMALAI S.NO.469/2A DR.NO.20, AMBEDKAR CROSS STREET, PALLIKARANAI CHENNAI | CHM1493 | Airtel | Chennai | RT Tower
IN-1043713 | Pallavaram Railway Station 2 | 12.9675 | 80.1525 | INSIDE PALLAVARAM RAILWAY STATION. | CHI308 | Airtel | Chennai | RT Pole
IN-1043714 | Pallavaram Railway Station | 12.9675 | 80.1525 | INSIDE PALLAVARAM RAILWAY STATION. | CHI224 | Airtel | Chennai | RT Pole
IN-1043917 | Pammal- Anna Nagar | 12.9789 | 80.1428 | PLOT NO 6, 6TH MAIN, 2ND CROSS, ANNA NAGAR, PAMMAL, CHENNAI-75. | CHM866 | Airtel | Chennai | RT Pole
IN-1105990 | Pammal3 | 12.9684 | 80.1278 | PLOT NO.80,DOOR NO.42,MAHATAMA GANDHI ROAD,SRI SHANKARA NAGAR,PAMMAL,CH-75 | CHM1288 | Airtel | Chennai | RT Tower
IN-1044202 | Panchaliamman Koil Street | 13.0753 | 80.2105 | LAKSHMI FANCY STORES, PANCHALI AMMAN KOIL STREET, ARUMBAKKAM, CHENNAI. | CHM178 | Airtel | Chennai | RT Tower
IN-1043934 | Pantheon Road,Egmore | 13.0714 | 80.2597 | NO 43, AMAR SINDHUR, PANTHEON ROAD, EGMORE, CHENNAI-8. | CHM844 | Airtel | Chennai | RT Pole
IN-1243872 | Paper Mills Road | 13.1174 | 80.2287 | MR.S.SELVA SING S/O MR.D.SUBBU NADAR ,OLD NO 147 ,NEW NO 383,PAPER MILLS ROAD,PERAVALLUR,CHENNAI-600082? PH:044-26700584 | CHM1131 | Airtel | Chennai | RT Tower
IN-1044480 | Parktown | 13.083 | 80.2691 | NO 13, KATTUR SADAYAPPAN ST, PERIAMET, CHENNAI - 13. | CHM951 | Airtel | Chennai | RT Tower
IN-1244916 | Parrys 2 | 13.0949 | 80.2886 | MR.BALASUBRAMANIAM,NO.96,AREMENIYAN STREET,PARRYS,CHENNAI-1.PH:9444402547 | CHM1140 | Airtel | Chennai | RT Tower
IN-1043866 | Parrys | 13.093 | 80.2885 | NO.30, AREMENIAN STREET,PARRYS,CHENNAI - 600 001. | CHM179 | Airtel | Chennai | RT Pole
IN-1044430 | Parthasarathy Temple2 | 13.0553 | 80.2782 | 13/(7&8),THERADI ST,TRIPLICANE, CHENNAI-5 | CHM791 | Airtel | Chennai | RT Tower
IN-1044203 | Parthasarathy Temple,Triplicane | 13.0536 | 80.2794 | 29/16, SUNKWAAR STREET, TRIPLICANE, CHENNAI - 5. | CHM357 | Airtel | Chennai | RT Tower
IN-1044204 | Periyarpadhai | 13.0586 | 80.2186 | OLD 43, (N) 190, PERIYAR PATHAI, CHOOLAIMEDU, CHENNAI. | CHM180 | Airtel | Chennai | RT Tower
IN-1044205 | Pattabiram2 | 13.1198 | 80.0792 | NO.490/1, RAJIV GANDHI NAGAR, CTH ROAD, SEKKADU, PATTABHIRAM, CHENNAI | CHM693 | Airtel | Chennai | RT Tower
IN-1044206 | Pattabiram3 | 13.1258 | 80.0458 | PLOT NO; 21 & 24, SRI RAM NAGAR, PRAKASH NAGAR MAIN RD, THIRUNINDRAVUR, CHENNAI-24. | CHM582 | Airtel | Chennai | RT Tower
IN-1044503 | Pattabiram4 | 13.1234 | 80.0688 | NO 2, MARUTHAM ST, BHARATHI NAGAR, PATTABIRAM, CHENNAI-72. | CHM938 | Airtel | Chennai | RT Tower
IN-1235810 | Pattabiram 5 | 13.1222 | 80.0576 | MRS,. D. SUGUNA, 11 PALLAVAN STREET, CHARLES NAGAR, PATTABIRAM, CHENNAI-72, 9380709772, 044 2685 2818 | CHM988 | Airtel | Chennai | GBT
IN-1112895 | Pattabiram6 | 13.1192 | 80.0699 | KARUNAKARAN, CTH ROAD, PATTABIRAM, CHENNAI - 72. CONTACT - 98403 78164, 98842 52221 | CHM1375 | Airtel | Chennai | RT Tower
IN-1122069 | Pattabiram8 | 13.1132 | 80.0806 | 33/3, MAIN ROAD, SEKKADU, PATTABIRAM, CHENNAI-71 | CHM1546 | Airtel | Chennai | RT Tower
IN-1239778 | Pattabiram Railway Station4 | 13.1309 | 80.0549 | R. SEKAR, PLOT NO 1, GNANAMBAL COLONY, T.V.S. NAGAR, THIRUNINRAVUR, CH-602024 | CHM1552 | Airtel | Chennai | RT Tower
IN-1044507 | Pattabiram Railway Station | 13.1163 | 80.0636 | NO:59,SOUTH BAZAAR STREET,THANDURAI,PATTABIRAM,CHENNAI 72 | CHM989 | Airtel | Chennai | RT Tower
IN-1247340 | Payanur2 | 12.6682 | 80.1788 | G .IRUDAYARAJ B/O N .MUTHUKUMARASWAMY NO 38/1 PERUNGUDIPALLAM ALATHUR PIN CODE 603103 | CHM1444 | Airtel | Chennai | GBT
IN-1066857 | Pazhavanthangal2 | 12.9915 | 80.1881 | NO:25,2ND BHARTHI STREET,PAZAVANTHANGAL,CHENNAI-114 | CHM1086 | Airtel | Chennai | RT Tower
IN-1043921 | Palavanthangal | 12.9907 | 80.1907 | 6/28, AKSHIYA MAHAL, 5TH MAIN ROAD, THILLI GANA NAGAR, NANGANALLUR, CHENNAI-61. | CHM905 | Airtel | Chennai | RT Pole
IN-1044207 | Perambur2 | 13.1019 | 80.242 | (N)23, MYLAPPA GRAMANI ST,,CONSTABLE ROAD, AYANAVARAM,, | CHM363 | Airtel | Chennai | RT Tower
IN-1044446 | Perambur 4 | 13.1112 | 80.2474 | NEW NO.24,OLD NO.17/1, IST STREET, BARATHY ROAD, PERAMBUR, CHENNAI-11 | CHM771 | Airtel | Chennai | RT Tower
IN-1044208 | Perambur | 13.1146 | 80.2331 | NO.1 WEST MAIN ROAD, PLOT NO.26 GOPAL REDDY COLONYCHENNAI-82 | CHM182 | Airtel | Chennai | RT Tower
IN-1044209 | Perambur Market2 | 13.1087 | 80.2417 | NO:3, PAPER MILL ROAD, SIRUVALLUR VILLAGE , PERAMBUR - 11 | CHM523 | Airtel | Chennai | RT Tower
IN-1130244 | Perambur Market3 | 13.1138 | 80.2402 | 33A,MUNIYAPA CHETTY ST,PERAMBUR,CH-11 | CHM1203 | Airtel | Chennai | RT Tower
IN-1044210 | Perambur Market | 13.1118 | 80.2383 | HEMAVATHY COMPLEX, (O) 33, (N) 69, PAPER MILLS ROAD, PERAMBUR, CHENNAI - 600 011. | CHM183 | Airtel | Chennai | RT Tower
IN-1044211 | Periamet | 13.0849 | 80.2686 | NO 40 (OLD NO 133)VEPERY HIGH ROADPERIAMETCHENNAI - 600 003. | CHM184 | Airtel | Chennai | RT Tower
IN-1241937 | Perungudi2 | 12.9548 | 80.241 | N0,31,4TH CROSS ST, CORPORATION ROAD, SEEVARAM, CHENNAI | CHM380 | Airtel | Chennai | RT Tower
IN-1044213 | Perungudi 3 | 12.9589 | 80.2444 | # 105, CRESCENT BAKERY, THIRUMALAI NAGAR, ANEX, PERUNGUDI, CHENNAI-96 | CHM659 | Airtel | Chennai | RT Tower
IN-1044468 | Perungudi4 | 12.9623 | 80.2393 | 1, NANJIL ESTATE, PILLAIYAR KOIL 4TH CROSS ST., PERUNGUDI, CH-96. | CHM875 | Airtel | Chennai | RT Tower
IN-1087060 | Perungudi5 | 12.9618 | 80.2421 | NO:53,2 ND CROSS STREET,THIRUMALAI NAGAR,PERUNGUDI.CH-96 | CHM1183 | Airtel | Chennai | RT Tower
IN-1241184 | Periyar Nagar2 | 13.1194 | 80.2239 | MR.K.VIJAYA KUMAR NO:125C/6,8TH STREET EXTN, SRP COLONY, PERAVALLUR, CH-82. PH:9841571767 | CHM1080 | Airtel | Chennai | RT Tower
IN-1126214 | Periyar Nagar | 13.1168 | 80.2239 | GM NURSING HOME (OPP TO PERIYAR NGR TERMINUS)158, SRP COLONYCHENNAI - 600 082. | CHM186 | Airtel | Chennai | RT Tower
IN-1043867 | Peters Rd2 | 13.0542 | 80.2603 | 165, PETERS ROAD, ROYAPETTAH(OPP NEW COLLEGE),CHENNAI-14 | CHM310 | Airtel | Chennai | RT Pole
IN-1044214 | Peters Rd3 | 13.0547 | 80.2567 | 149/294, PETERS ROAD, GOPALAPURAM, CHENNAI-86. | CHM583 | Airtel | Chennai | RT Tower
IN-1043908 | Peters Rd4 | 13.0544 | 80.2723 | NO.20 B, PALLAPPAN STREET, TRIPLICANE, CHENNAI -5 | CHM790 | Airtel | Chennai | RT Pole
IN-1044215 | Peters Road | 13.0536 | 80.27 | 93 DR BESANT ROAD TRIPLICANE CHENNAI 5 | CHM187 | Airtel | Chennai | RT Tower
IN-1043803 | Ponamalee High Road Micro | 13.0806 | 80.2687 | 1107, PH ROAD, PERIAMET, CH-03. | CHI396 | Airtel | Chennai | Wall Mount
IN-1043868 | Mint St | 13.0944 | 80.2814 | REACH COMMUNICATION, NO 56, NATTU PILLAYAR KOIL ST , SEVEN WELLS SOUTH, CHENNAI. BUILDING: (G+5) | CHM188 | Airtel | Chennai | RT Pole
IN-1043647 | Pizza Hut2 | 13.0656 | 80.2433 | PIZZA HUT CORNER, GEE GEE EMERALB BUILDING, STERLING ROAD, PIZZAHUT JUNCTION, NUNGAMBAKKAM, CHENNAI-34 | CHI154 | Airtel | Chennai | GBT
IN-1044216 | Pizza Hut | 13.0653 | 80.2432 | GEE GEE EMERALD, 151 VILLAGE RDNUNGAMBAKKAM , CHENNAI -600034. | CHM189 | Airtel | Chennai | RT Tower
IN-1244910 | Pleasant Days2 | 13.0238 | 80.0225 | MR.V.KAMALAKANNAN,NO.3/63,CHETTIPEDU VILLAGE,(MEVALUR KUPPAM GROUP),THANDALAM POST,SRIPERUMPUDUR TALUK,KANCHEEPURAM DIST.-602106.PH:9444820138 | CHM1008 | Airtel | Chennai | RT Tower
IN-1044217 | Poes Garden | 13.0432 | 80.2549 | OLD NO. 9A, N EW NO. 15APOES GARDENTEYNAMPETCHENNAI - 600 086. | CHM191 | Airtel | Chennai | RT Tower
IN-1044218 | Polaris2 | 12.8436 | 80.227 | # 1/6, I.T HIGHWAY ROAD, ADJACENT TO CTS, NAVALLUR, CHENNAI-603103 | CHM592 | Airtel | Chennai | RT Tower
IN-1044484 | Polichalur 2 | 12.9846 | 80.1404 | 6/576, ST PETERS ST, AGATHESWAR NAGAR, POLICHALOR, CHENNAI-74. | CHM869 | Airtel | Chennai | RT Tower
IN-1239782 | Poonamalle Bypass3 | 13.0658 | 80.1126 | R .HARIDASS? H. UMA MAHESWARINO,2/174 AVADI MAIN RD,VEERARAGHAVAPURAM,BHARATHI NAGAR CH-077 9840309263 | CHM1460 | Airtel | Chennai | GBT
IN-1044450 | Poonamalle Bypass | 13.074 | 80.1095 | S. NO. 69/5, NEW # 73, PILLAYAR KOIL STREET, VEERARAGHAVAPURAM VILLAGE, VEERARAGHAVAPURAM, CHENNAI-77 | CHM856 | Airtel | Chennai | RT Tower
IN-1128035 | Poonamallee Court | 13.0497 | 80.1068 | NO 9, CHURCH CROSS ST, EZHIL NAGAR, POONAMALLEE, CHENNAI-56 | CHM984 | Airtel | Chennai | RT Tower
IN-1043869 | Pondy Bazaar | 13.0395 | 80.2427 | CHALLA MALL BLDGNO 11, SIR THIYAGARAYA ROADT. NAGARCHENNAI - 600 017. | CHM193 | Airtel | Chennai | RT Pole
IN-1118383 | Ponniamedu3 | 13.1364 | 80.2201 | DOOR NO.-18, MADURAI MANAVALA NAGAR, PONNIAMEDU, CHENNAI-118 | CHM1519 | Airtel | Chennai | RT Pole
IN-1044219 | Pionniamedu | 13.1316 | 80.2274 | PLOT # 108, E-BLOCK, ANNA SALAI, THANIGHACHALAM NAGAR, PONNIAMEDU, CHENNAI-110 | CHM584 | Airtel | Chennai | RT Tower
IN-1044220 | Poonamallee Town2 | 13.0502 | 80.0911 | SURVEY NUMBER 297/8, 297/9, TRUNK ROAD, POONAMALLEE, CH. | CHM673 | Airtel | Chennai | RT Tower
IN-1044487 | Poonamallee Town3 | 13.0523 | 80.1044 | #103,KANTHSAMI NAGAR 2ND EXTENTION POONAMALLEE CHENNAI-56 | CHM819 | Airtel | Chennai | RT Tower
IN-1044447 | Poonamalle Town 4 | 13.0473 | 80.0962 | NO.62, NEW STREET, POONAMALLE, CHENNAI | CHM839 | Airtel | Chennai | RT Tower
IN-1241939 | Poonamallee Town5 | 13.0514 | 80.0957 | NO 4, THERADI ST, POONAMALLEE, CHENNAI-56. | CHM997 | Airtel | Chennai | RT Tower
IN-1086840 | Poonamallee Town6 | 13.0568 | 80.0971 | NO 220/2-A, GLOBAL MOTORS, POONAMALLEE BYEPASS ROAD, CHENNAI-56. | CHM1114 | Airtel | Chennai | GBT
IN-1240575 | Poonamalle Town7 | 13.0248 | 80.0611 | MR.B.INAYATHULLAH S/o. MR.BAASHA, S.NO.525/1A1 D.NO.4/28, MOHANA NAGAR, POONAMALLI VILLAGE, CHENNAI - 56 | CHM1179 | Airtel | Chennai | GBT
IN-1113055 | Poonamallee Town8 | 13.0536 | 80.0994 | PLOT NO 43, TIRUMAL NAGAR, II MAIN ROAD, POONAMALLEE, CHENNAI - 56 | CHM1352 | Airtel | Chennai | RT Tower
IN-1043754 | Poonamallee Bus Terminus Micro | 13.0508 | 80.0952 | ANANDA HARDARE, NO 146/720, TRUNK ROAD, POONAMALLEE, CHENNAI-56. | CHI395 | Airtel | Chennai | RT Pole
IN-1043655 | Poonamallee | 13.0477 | 80.0829 | PLOT NO.18/47 SHOTRIAM NAZARATHPET VILLAGEPOONAMALLEE, CHENNAI | CHM195 | Airtel | Chennai | GBT
IN-1067002 | Porur Junction4 | 13.0385 | 80.1551 | NO, 4/33, PILLIYAR KOIL ST, KARAMBAKKAM, PORUR, CHENNAI-116. | CHM1048 | Airtel | Chennai | RT Pole
IN-1239164 | Porur Junction8 | 13.0389 | 80.1593 | MRS.B.SUMATHI W/o.MR.T.S.BASKARAN,S.NO.38/4B PLOT NO.RAJESWARI NAGAR, KARAMBAKKAM CHENNAI - 600 116, PH : 9283145884 | CHM1510 | Airtel | Chennai | RT Tower
IN-1044223 | Porur2 | 13.0291 | 80.1697 | 169, HOTEL AMRITHA, MOUNT POONAMALI ROAD, PORUR, CHENNAI-116. | CHM472 | Airtel | Chennai | RT Tower
IN-1044224 | Porur3 | 13.0268 | 80.1548 | 8, PUSHPAMMAL STREET, SRI RANGANATHA NAGAR EXT, PORUR, CHENNAI-116. | CHM473 | Airtel | Chennai | RT Tower
IN-1044225 | Porur4 | 13.0299 | 80.1521 | 142, KUNRATHUR ROAD, PORUR, CH-116. | CHM628 | Airtel | Chennai | RT Tower
IN-1067003 | Porur5 | 13.0352 | 80.1603 | NO.7,VINAYAKAR KOIL 1ST STREET,NEW COLONY,PORUR,CHENNAI-116 | CHM820 | Airtel | Chennai | RT Tower
IN-1238641 | Porur6 | 13.0325 | 80.1637 | MR. SELVARASU, S/O MR.RAJAGOPAL, PLOT NO 52,O.NO, 10,7TH CROSS STREET, MANGALA NAGAR, PORUR, CHENNA I116 | CHM1210 | Airtel | Chennai | RT Tower
IN-1044227 | Potheri3 | 12.8264 | 80.0454 | PLOT NO : 102, SAMBATH STREET, NARASIMAN NAGAR, THAILAVARAM, CHENNAI-203 | CHM457 | Airtel | Chennai | RT Tower
IN-1128649 | Potheri4 | 12.8193 | 80.0514 | 13, ANNA STREET, EAST POTHERI, KATTANKULATHUR, KANCHIPURAM DIST. (BACK SIDE TO SRM HOSTAL CAMPUS) | CHM744 | Airtel | Chennai | GBT
IN-1107987 | Potheri5 | 12.8097 | 80.0774 | NO:3,NELLIKUPPAM MAIN ROAD,KAYANAMBEDU,CHENNAI | CHM1314 | Airtel | Chennai | GBT
IN-1128613 | President | 13.0444 | 80.271 | HOTEL PRESIDENT,RK SALAI,CHENNAI | CHM199 | Airtel | Chennai | RT Tower
IN-1067017 | Perambur Barracks2 | 13.0954 | 80.2591 | NO 57/29, PERAMBUR BARRACKS ROAD, CHENNAI-12. | CHM1041 | Airtel | Chennai | RT Pole
IN-1043870 | Perambur Barracks | 13.0909 | 80.2587 | BARRACKS ARCADE64/2, PERAMBUR BARRACKS ROADCHENNAI - 600 007. | CHM200 | Airtel | Chennai | RT Pole
IN-1044228 | Madhavaram High Road | 13.1145 | 80.2441 | RADHA EYE CARE OPTICALS, #16 M.H ROAD, PERAMBUR, CHENNAI (G+1) | CHM201 | Airtel | Chennai | RT Tower
IN-1044229 | Perungulathur2 | 12.9094 | 80.0924 | NO:1,PERUMALKOIL STREET, SRINIVASANAGAR, PERUNGULATHUR, CHENNAI | CHM524 | Airtel | Chennai | RT Tower
IN-1100006 | Muttu Nagar_Thirrumalvoil | 13.1388 | 80.1359 | MR.BALAKRISHNAN,S/O.K.SRINIVASAN,PLOT NO.14,KODI EDAI AMMAN 1ST STREET,YAMUNA NAGAR,THIRUMULLAIVAYIL,CHENNAI-62.PH:9840265173 | CHN1665 | Vodafone | Chennai | GBT
IN-1043638 | Perungulathur4 | 12.9129 | 80.0965 | #11A/8, KALAIVANI STREET, SRINIVASA NAGAR, NEW PERUNGALATHUR, CHENNAI | CHM852 | Airtel | Chennai | GBT
IN-1067026 | Perangalathur5 | 12.899 | 80.0898 | NO 18/166, CHERAN ST, R.N.K NAGAR, PERUNGALUTHUR, CHENNAI-63 | CHM996 | Airtel | Chennai | RT Tower
IN-1067027 | Perangalathur6 | 12.9029 | 80.0922 | S.NO.152/7,PERUNGALTHUR VILLAGE,CHENNAI-600063.PH:98840-82884 | CHM1029 | Airtel | Chennai | RT Tower
IN-1067028 | Perangalathur7 | 12.9054 | 80.0982 | NO:112,VIJAYALAKSHMI STREET,KUMAR NAGAR,PERUNGALATHUR,CH-63 | CHM1093 | Airtel | Chennai | RT Tower
IN-1113226 | Prnga8 | 12.912 | 80.1059 | NO;-4/6,GODHAVARI STREET,27CIRCLE,PERUNGALATHUR,CH | CHM1421 | Airtel | Chennai | GBT
IN-1044230 | Perungalathur | 12.9069 | 80.096 | LANDMARK : NEAR RAILWAY STATION.NO.1,VEERARAGHAVAN STSRINIVASA NAGARPERUNGULATHURCHENNAI - 600 063. | CHM202 | Airtel | Chennai | RT Tower
IN-1044231 | Pt Rajan Salai2 | 13.0467 | 80.2139 | 7/5, SOUTH SIVAN KOVIL STREET, DURAISWAMY ROAD, VADAPALANI, CHENNAI-26. | CHM525 | Airtel | Chennai | RT Tower
IN-1125009 | Pt Rajan Salai5 | 13.041 | 80.2135 | S.NO;-106,BLOCK NO:-51,30/18,38 TH STREET,ASHOK NAGAR,(PUDUR),CH-83 | CHM1265 | Airtel | Chennai | RT Tower
IN-1244897 | P.T.Rajan Salai 6 | 13.0469 | 80.2109 | MRS.B.PUSPHA,W/O.M.BOOMINATHAN,NO.32/1A,SOUTH SIVAN KOIL STREET,VADAPALANI,CHENNAI-600026.PH:98408-00742 | CHM1201 | Airtel | Chennai | RT Tower
IN-1044234 | Pudur | 13.1301 | 80.1581 | NO 79B, REDHILLS ROADPUDUR, AMBATTURCHENNAI - 600 053. | CHM203 | Airtel | Chennai | RT Tower
IN-1044236 | Pudur2 | 13.1271 | 80.152 | 9, JEEVARATHINAM STREET, VINAYAKAPURAM, AMBATTUR, CHENNAI-53. | CHM482 | Airtel | Chennai | RT Tower
IN-1043641 | Pudur3 | 13.1353 | 80.1563 | NO.9/273, PERIYAR STREET, AK NAGAR, ORAKKADAM, CHENNAI - 600 053. | CHM861 | Airtel | Chennai | GBT
IN-1118398 | Pudur4 | 13.1328 | 80.1508 | MS. S. JEEVA, SURVEY NO 16/3, , PLOT NO 22A (EASTERN PORTION)BHARATHIDASAN STREET, | CHM1569 | Airtel | Chennai | GBT
IN-1044237 | Pulianthope2 | 13.0975 | 80.2551 | 63, SPARANS ROAD, PULIANTHOPE, CHENNAI-12. | CHM405 | Airtel | Chennai | RT Tower
IN-1247589 | Pulianthope3 | 13.0992 | 80.2636 | 91/146,PULIYANTHOPE MAIN ROAD,PULIANTHOPE,CH-12 | CHM1212 | Airtel | Chennai | RT Tower
IN-1044238 | Pulianthope4 | 13.1026 | 80.2619 | NO.69, DECASTER MAIN ROAD, NEAR AMBEDKAR STATUE, NEAR POST OFFICE, PULIANTHOPE, CHENNAI-100 | CHM586 | Airtel | Chennai | RT Tower
IN-1044455 | Pulianthope5 | 13.1085 | 80.2638 | 9/5 VENKATESA PURAM 4TH STREET, KANNIGAPURM, CH- 12. | CHM864 | Airtel | Chennai | RT Tower
IN-1087062 | Pulianthope6 | 13.1047 | 80.2665 | NO-18/32,NARASHIMA NAGAR,2ND STREET,PULIANTHOPE,CHENNAI-12 | CHM1122 | Airtel | Chennai | RT Tower
IN-1044239 | Pulianthope | 13.0984 | 80.2597 | NO 1, BABU NIACKEN STREETPATALAMCHENNAI - 600 012. | CHM205 | Airtel | Chennai | RT Tower
IN-1044432 | Pulla Avenue,Shenoy Nagar | 13.0748 | 80.2251 | 20 A PULLA AVENUE, SHENOY NGR, CH- 30. | CHM795 | Airtel | Chennai | RT Tower
IN-1044240 | Purasawakkam2 | 13.0855 | 80.2523 | NO.65, KUMAR SHIRTS BUILDING, PURASAWALKAM HIGH ROAD, PURASAWALKAM, CHENNAI-7 | CHM587 | Airtel | Chennai | RT Tower
IN-1067107 | Purasaiwakkam3 | 13.0872 | 80.251 | 8/1,SUNDRAM LANE, PURASAWAKKAM, CH-07 | CHM1067 | Airtel | Chennai | RT Tower
IN-1086287 | Purasaiwakkam4 | 13.0884 | 80.2569 | 24/2,MOOKATHAL STREET,PURASAWAKKAM,CH-7 | CHM1244 | Airtel | Chennai | RT Tower
IN-1043871 | Purasawakkam | 13.0855 | 80.2478 | PRINCE TOWERS, 94-114 PURSAWALKAMHIGH ROAD, CHENNAI-10 | CHM206 | Airtel | Chennai | RT Pole
IN-1126894 | Puzhal | 13.1627 | 80.2031 | PSP COMPLEX, # 139, GNT ROAD, PUZHAL, CHENNAI | CHM207 | Airtel | Chennai | RT Tower
IN-1043738 | Pycrofts Road Micro2 | 13.0589 | 80.2708 | NEW NO.225, BHARTI SALAI, (OPP. TO D4 POLICE STATION),TRIPLICANE, CHENNAI - 600 005. | CHI283 | Airtel | Chennai | RT Pole
IN-1043800 | Pycrofts Road 3 | 13.058 | 80.2779 | # 12/25, BHARATHI SALAI, PYCROFT ROAD, TRIPLICANE, CHENNAI-5 | CHI284 | Airtel | Chennai | Wall Mount
IN-1043720 | Pycrofts Road | 13.0591 | 80.2727 | BALA AGENCY, 234, BARATHI SALAI, TRIPLICANE, CHENNAI. | CHI177 | Airtel | Chennai | RT Pole
IN-1043721 | Rajaji Salai2 | 13.0904 | 80.291 | 226, RAJAJI SALAI , PARRYS BURMABAZAAR | CHI081 | Airtel | Chennai | RT Pole
IN-1043722 | Rajaji Salai5 | 13.0904 | 80.291 | 226, RAJAJI SALAI , PARRYS BURMABAZAAR | CHI117 | Airtel | Chennai | RT Pole
IN-1043909 | Rajaji Salai 7 | 13.1012 | 80.294 | #3, 3RD BEACH RD CHN-1 | CHM818 | Airtel | Chennai | RT Pole
IN-1044242 | Rajaji Salai | 13.0982 | 80.2934 | NO 39, RAJAJI SALAIWAVOO MANSIONCHENNAI ? 600 001. | CHM209 | Airtel | Chennai | RT Tower
IN-1123686 | Rajakilpakkam2 | 12.9179 | 80.1777 | NO;-5/10,VELACHERY MAIN ROAD,VIJAYA NAGAR,MEDAVAKKAM,CH-100 | CHM1331 | Airtel | Chennai | RT Tower
IN-1044470 | Rajbhavan3 | 13.0115 | 80.2248 | OLD # 47B, NEW #68, VINAYAGAM KOIL STREET, VELACHERY ROAD, SAIDAPET, CHENNAI-15 | CHM854 | Airtel | Chennai | RT Tower
IN-1044244 | Ramapuram2 | 13.0316 | 80.1787 | 5/30,BHARATHI SALAI,RAMAPURAM,CHENNAI-98.(OPP.SRM DENTAL COLLEGE) | CHM655 | Airtel | Chennai | RT Tower
IN-1044245 | Ramapuram3 | 13.0285 | 80.1836 | 70, VALLUVAR SALAI, RAILA NAGAR, 2ND MAIN ROAD, RAMAPURAM, CHENNAI. | CHM665 | Airtel | Chennai | RT Tower
IN-1044440 | Ramapuram5 | 13.0344 | 80.1722 | NO:110,NAIDU STREET,RAMAPURAM,CHENNAI-89 | CHM838 | Airtel | Chennai | RT Tower
IN-1044486 | Ramapuram6 | 13.0288 | 80.1911 | 60/12, KANNU NAGAR, NESAPAKKAM MAIN ROAD, NESAPAKKAM, CHENNAI-78 | CHM902 | Airtel | Chennai | RT Tower
IN-1105962 | Ramapuram7 | 13.0299 | 80.1739 | NO:1,PL.NO:238,7TH CROSS STREET,VENKATESWARA NAGAR,RAMAPURAM,CH-89 | CHM1154 | Airtel | Chennai | RT Tower
IN-1238608 | Ramapuram8 | 13.0232 | 80.1855 | MRS. RUKUMANI SHEKAR, W/O MR.SHEKAR NAIDU, PLOT NO:3/116,3RD STREET, SATHYA NAGAR, RAMAPURAM, MANAPAKKAM, CHENNAI-89 | CHM1200 | Airtel | Chennai | RT Tower
IN-1118375 | Ramapuram9 | 13.0357 | 80.1777 | R. M. CHELLADURAI, SURVEY NO 208/2A, DOOOR NO 1/1, KAMARAJAR SALAI, AMBAL NAGAR, RAMAPURAM, CHENNAI -89, CONTACT 97102 02012 | CHM1353 | Airtel | Chennai | RT Tower
IN-1239073 | Ramannagar2, Nanganallur | 12.9879 | 80.1962 | MR T SRIDHARAN S/O MR B THIRUMALAIDOSS ,PLOT NO 38 ,43RD STREET , THILLAI GANGA NAGAR , CHENNAI-600061,PH NO :9940466255 | CHM1507 | Airtel | Chennai | RT Tower
IN-1044398 | Ramnagar-Nanganallur Co-Op Society Cln | 12.9843 | 80.1934 | NO. 19/7C, 2ND MAIN ROAD, RAM NAGAR, NANGANALLUR, CHENNAI-61 | CHM782 | Airtel | Chennai | RT Tower
IN-1113198 | Ramapuram Junction | 13.0316 | 80.1836 | G. ARASU, 4/323E, VALLUVAR SALAI, RAMAPURAM, CHENNAI - 89, CONTACT 93821 20858 | CHM1380 | Airtel | Chennai | RT Tower
IN-1043902 | Ranganathan Street4 | 13.0379 | 80.2313 | FATHIMA JEWELLERY, USMAN ROAD, T.NAGAR, CHENNAI-17. | CHM395 | Airtel | Chennai | RT Pole
IN-1043801 | Ranganathan Street 5 | 13.0369 | 80.2299 | SUGANTHI MANSION,NO.6, RANGANATHAN STREET, T.NAGAR, CHENNAI - 17 | CHI174 | Airtel | Chennai | RT Tower
IN-1044247 | Ranganathan Street | 13.0364 | 80.2305 | NO 94, USMAN ROADT. NAGAR, CHENNAI - 600 017. | CHM211 | Airtel | Chennai | RT Tower
IN-1044412 | R.A.Puram2 | 13.0266 | 80.2617 | OLD NO 22, VENKATA KRISHNA ROAD, MANDAVELI, CHENNAI-28 | CHM438 | Airtel | Chennai | RT Tower
IN-1118586 | R.A.Puram6 | 13.0247 | 80.2575 | NO. 65, CANAL BANK ROAD RAJA ANNAMALAIPURAM CHENNAI 600 028 | CHM1346 | Airtel | Chennai | RT Tower
IN-1128398 | Ra Puram | 13.0268 | 80.2539 | CHAMIERS APTS. OWNERS ASSOCIATION, 61-62 CHAMIERS ROAD,RA PURAM, CHENNAI | CHM212 | Airtel | Chennai | RT Tower
IN-1044248 | Rattan Bazar | 13.0878 | 80.2813 | NEW NO. 43/ OLD NO. 24, RATTAN BAZAR, NEAR FLOWER BAZAR POLICE STATION, CHENNAI-03 | CHM683 | Airtel | Chennai | RT Tower
IN-1044505 | Redhills2 | 13.1994 | 80.1741 | NO 5/123, SUBRAMANYA BHARTHI ST, MONDIAMMAN NAGAR, REDHILLS, CHENNAI. | CHM944 | Airtel | Chennai | RT Tower
IN-1087063 | Red Hills3 | 13.2101 | 80.1705 | 4/720,3RD STREET,KALPAKA NAGAR,PADIANALLUR,CH-52 | CHM1121 | Airtel | Chennai | RT Tower
IN-1044451 | Perungalathur3 | 12.9056 | 80.0907 | # 2/ 22, BUDDHAR 1ST CROSS STREET, NEW PERUNGALATHUR, CHENNAI-63 | CHM853 | Airtel | Chennai | RT Tower
IN-1112892 | Redhills High Road2 | 13.1407 | 80.2019 | S.NO;-106,BLOCK NO:-51,30/18,38 TH STREET,ASHOK NAGAR,(PUDUR),CH-83 | CHM1400 | Airtel | Chennai | GBT
IN-1235807 | Redhills High Road3 | 13.154 | 80.1972 | JAYA SOAP WORKS & CO., 4/236, SOORAPET, PUZHAL POST, CHENNAI-66 | CHM1555 | Airtel | Chennai | GBT
IN-1044409 | Redhills Town 3 | 13.196 | 80.1795 | NO:2/532,BANTRA KAALI KALYANA MANDAPAM,TIRUVALLORE JOINT , REDHILLS, CHENNAI-52. | CHM745 | Airtel | Chennai | RT Tower
IN-1044249 | Redhills Town2 | 13.1985 | 80.1882 | 2/77, THIRUVALLUVAR STREET, TIRTHANGARAI PATTU (T KA PATTU), REDHILLS, CHENNAI-52 | CHM527 | Airtel | Chennai | RT Tower
IN-1067157 | Redhills Town4 | 13.1949 | 80.1847 | N.NO-18, SOTHUPAKKAM ROAD,RED HILLS, CHENNAI-52 | CHM1042 | Airtel | Chennai | RT Tower
IN-1247619 | Red Hills Town5 | 13.1889 | 80.1925 | MR.C.SURESH,S/O.S.CHANDRAN,NEW NO.2/337,REDHILLS BYE PASS ROAD,RED HILLS,CHENNAI-600052.PH:9841222654 | CHM1198 | Airtel | Chennai | RT Tower
IN-1123679 | Redhills Town6 | 13.1939 | 80.1898 | 88, BALAJI GARDEN, PUDHU NAGAR, PULLY LINE, REDHILLS, CHENNAI - 52 | CHM1348 | Airtel | Chennai | RT Tower
IN-1122639 | Redhills Town7 | 13.2043 | 80.1811 | NO : 1/748, OLD NO : 1/1012, SATHYAWANI MUTHU STREET, PADIANALLUR COLONY, CHENNAI - 600052 | CHM1523 | Airtel | Chennai | RT Tower
IN-1044250 | Redhills Town | 13.1908 | 80.186 | 163, G.N.T ROADRED HILLSCHENNAI - 600 052. | CHM214 | Airtel | Chennai | RT Tower
IN-1043725 | Ritchie Street2 | 13.0698 | 80.271 | BHAIYA ARCADENO 34, WALLERS ROADRITCHIE STREETCHENNAI - 600 002. | CHI031 | Airtel | Chennai | RT Pole
IN-1043873 | Richie Street3 | 13.0685 | 80.2705 | R A COMPLEX,41,MEERAN SAHIB STREET,MOUNT ROAD, CHENNAI-600 002. | CHM382 | Airtel | Chennai | RT Pole
IN-1044251 | Richi Street 4 | 13.0714 | 80.2718 | #21,RICHE STREET,CHENNAI-2 | CHM713 | Airtel | Chennai | RT Tower
IN-1067175 | Ritchie Street5 | 13.0727 | 80.2691 | NO 63/135, IYYA MUDALAI STREET, CHINDADRIPET, CHENNAI-2 | CHM1040 | Airtel | Chennai | RT Pole
IN-1044252 | Richie Street | 13.07 | 80.2714 | BHAIYA ARCADENO 34, WALLERS ROADRITCHIE STREETCHENNAI - 600 002. | CHM215 | Airtel | Chennai | RT Tower
IN-1247622 | R.K.Salai 4 | 13.0441 | 80.2684 | MR.T.JAYAMURUGAN,S/O.M.THANGAVEL NADAR,BLOCK NO.37,DOOR NO.90/1,VENKATACHALA MUDALI STREET,MYLAPORE,CHENNAI-600004.PH:9444444469/9444000777 | CHM1024 | Airtel | Chennai | RT Tower
IN-1044255 | R.K.Salai | 13.0447 | 80.2599 | NO.23, TTK ROADMYLAPORE, CHENNAI - 600 004. | CHM216 | Airtel | Chennai | RT Tower
IN-1044257 | Royapuram3 | 13.1094 | 80.2907 | 59/26,THOPPA STREET,ROYAPURAM, CHENNAI-13 | CHM672 | Airtel | Chennai | RT Tower
IN-1128037 | Royapuram4 | 13.1113 | 80.2958 | 38/18, VENKATESAN STREET, ROYAPURAM, CHENNAI. | CHM1007 | Airtel | Chennai | RT Tower
IN-1043875 | Royapuram | 13.1138 | 80.2925 | ZUM ZUM FOOT WEAR, 6/2, MS KOIL STREET, ROYAPURAM CHENNAI - 13 | CHM217 | Airtel | Chennai | RT Pole
IN-1044258 | Royapettah2 | 13.0517 | 80.2655 | # 57/2, IYAM PERUMAL STREET, PARALLEL ROAD TO MASILAMANI ROAD, ROYAPETTAH, CHENNAI-14 | CHM669 | Airtel | Chennai | RT Tower
IN-1043876 | Royapettah | 13.0555 | 80.2639 | RAMS APARTMENTS27 WEST COTT ROADROYAPETTAH, CHENNAI - 14. | CHM218 | Airtel | Chennai | RT Pole
IN-1118376 | Ayanavaram | 13.0901 | 80.2314 | NO;-7/15,SOLAI,2 ND STREET,AYANAVARAM,CH-23 | CHM1539 | Airtel | Chennai | RT Tower
IN-1044473 | R.V Nagar | 13.0868 | 80.2291 | 32,ARUMUGAM ST., KILPAUK GARDEN COLONY, WEST EXTN. KILPAUK, CH-10. | CHM880 | Airtel | Chennai | RT Tower
IN-1044259 | Saidapet2 | 13.013 | 80.2218 | THE POLYGON, #142, ANNA SALAI, SAIDAPET,CHENNAI-15. | CHM219 | Airtel | Chennai | RT Tower
IN-1044485 | Saidapet7 | 13.0217 | 80.2157 | OLD # 49/2, NEW # 99/2, KOTHAVALASAVADI STREET, CHENNAI-15 | CHM768 | Airtel | Chennai | RT Tower
IN-1044263 | Saidapet | 13.0158 | 80.2263 | M/S. M.A.P. ENTERPRISESNO 192, MOUNT ROADSAIDAPETCHENNAI - 600015. | CHM220 | Airtel | Chennai | RT Tower
IN-1044264 | Saidapet Market2 | 13.0254 | 80.2219 | KPL AGRO LIMITED, 57, JONES ROAD, SAIDAPET, CHENNAI. | CHM316 | Airtel | Chennai | RT Tower
IN-1044265 | Saidapet Market 3 | 13.0278 | 80.2196 | OLD NO.81/NEW NO.90, KODAMBAKKAM ROAD, WEST MAMBALAM, METTUPALAYAM (MARKET), CHENNAI-33 | CHM656 | Airtel | Chennai | RT Tower
IN-1067274 | Saidapet Market4 | 13.0259 | 80.2255 | NO:58/31,SOODIAMMAN PETTAI STREET,SAIDAPET,CH-15 | CHM1053 | Airtel | Chennai | RT Tower
IN-1087032 | Saidapet Market5 | 13.0226 | 80.2215 | NO:51/151,K.P.KOIL STREET,WEST SAIDAPET,CH-15 | CHM1209 | Airtel | Chennai | RT Pole
IN-1128619 | Saidapet Market | 13.0222 | 80.224 | NO 62, JEENIS ROADSAIDAPETCHENNAI - 600 015. | CHM221 | Airtel | Chennai | RT Tower
IN-1044266 | Saligramam2 | 13.0533 | 80.1995 | NO.90,ABUSALI ROAD,BASKAR COLONY VIRUGAMBAKKAM,CHENNAI-92. | CHM444 | Airtel | Chennai | RT Tower
IN-1044267 | Saligramam3 | 13.0469 | 80.1924 | 106, RANGANAYAKI COMPLEX, ARCOD ROAD, VIRUGAMBAKKAM,CHENNAI-92. | CHM475 | Airtel | Chennai | RT Tower
IN-1044268 | Saligramam4 | 13.0573 | 80.1996 | NO:21 B, VENKATESHWARA NAGAR 1ST STREET, SALIGRAMAM, CHENNAI-600093 | CHM748 | Airtel | Chennai | RT Tower
IN-1044269 | Saligramam5 | 13.0512 | 80.2037 | NO:21/6,ARUNACHALAM ROAD,KAVERY STREET,SALIGRAMAM,CHENNAI-600093 | CHM753 | Airtel | Chennai | RT Tower
IN-1138679 | Saligramam6 | 13.0512 | 80.1965 | NO.-80, AVM COLONY, KAMARAJA ROAD, VIRUGAMBAKKAM, CHENNAI-92 | CHM1037 | Airtel | Chennai | RT Tower
IN-1133814 | Saligramam8 | 13.0563 | 80.1956 | AG MANICKAM, OLD 8A, NEW 9, BHARATHI STREET, VENKATESH NAGAR, VIRUGAMBAKKAM, CHENNAI - 600 092 98412 68441 | CHM1512 | Airtel | Chennai | RT Tower
IN-1128401 | Saligramam | 13.0476 | 80.2019 | NO 58, SRI VISHNU MAHALARCOT ROADSALIGRAMAMCHENNAI - 600 093. | CHM222 | Airtel | Chennai | RT Tower
IN-1044270 | Salsburg Square | 13.0698 | 80.2424 | ZAHARA STORES, 127/1, MCNICHOLAS ROAD, CHETPUT, CHENNAI-31. (G+2). | CHM223 | Airtel | Chennai | RT Tower
IN-1113049 | Sattangadu3 | 13.1527 | 80.2947 | 27/13A, BK COLONY, II STREET, KALADIPET, CHENNAI - 19 | CHM1349 | Airtel | Chennai | RT Tower
IN-1044405 | Sattangadu | 13.1501 | 80.2953 | # 19/32A, METTU STREET, KALADIPET, SATTANGADU, CHENNAI-19 | CHM755 | Airtel | Chennai | RT Tower
IN-1043665 | Satyam Theatre Microcell | 13.0552 | 80.2577 | #30, (11) THIRU - VI - KA ROAD, OPP. SATHYAM THEATRE, ROYAPETTAH, CHENNAI-14 | CHI156 | Airtel | Chennai | Wall Mount
IN-1044272 | Savera | 13.0558 | 80.2497 | ROSY TOWER OWNERS ASSOCIATIONNO 7, NUNGAMBAKKAM HIGH ROADCHENNAI - 600 034. | CHM225 | Airtel | Chennai | RT Tower
IN-1128059 | Savitha4 | 13.0554 | 80.1247 | NO 162, POONAMALLE HIGH ROADVELAPPANCHAVADICHENNAI - 600 077. | CHM2223 | Airtel | Chennai | RT Pole
IN-1044273 | Southwestbogroad2 | 13.0314 | 80.2349 | 86,SOUTHWESTBOGROAD,T.NAGAR, CHENNAI-17. | CHM689 | Airtel | Chennai | RT Tower
IN-1043879 | Secretariat | 13.0801 | 80.2869 | SECRETARIAT - 600 010. | CHM227 | Airtel | Chennai | RT Pole
IN-1043631 | Selayiur2 | 12.9229 | 80.1376 | # 175, VELACHERY MAIN ROAD, SELAIYUR, CHENNAI-73 | CHM741 | Airtel | Chennai | GBT
IN-1044416 | Selayiur3 | 12.9251 | 80.1475 | NO:207, CHITLAPAKKAM MAIN ROAD, SELAIYUR, CHENNAI-73 | CHM742 | Airtel | Chennai | RT Tower
IN-1239731 | Selayur5 | 12.9197 | 80.1467 | SHAHUL HAMEED, 30, 4TH CROSS STREET, PARASAKTHI NAGAR SELAIYUR, CHENNAI - 73? 9884976786 | CHM1487 | Airtel | Chennai | RT Tower
IN-1044274 | Selayiur | 12.9227 | 80.1429 | NO 205, SELAIYURVELACHERY ROADCHENNAI - 73. | CHM228 | Airtel | Chennai | RT Tower
IN-1243859 | Sembarambakkam1 | 13.0352 | 80.0565 | MR M RAMESH S/O MARKANDAN ,NO 2/286, BAJANAI KOIL STREET SEMBARAMBAKKAM ,CHENNAI-602103 ;9444333407 | CHM936 | Airtel | Chennai | GBT
IN-1044490 | Sembakkam | 12.9242 | 80.1548 | 14, SUDARVIZI COMPLEX, KAMARAJAPURAM MAIN ROAD, SEMBAKKAM (NEAR RAJAKILPAKKAM), CHENNAI-73. | CHM859 | Airtel | Chennai | RT Tower
IN-1137742 | Sembarambakkam | 13.0334 | 80.0387 | E. ANANDHAN, S NO 793/18A1, KANNADAPALAYAM CROSS STREET, NEAR BANGALORE HIGH WAY, PAAPANCHATHRAM, 98408 43401, 99403 93215 | CHM982 | Airtel | Chennai | GBT
IN-1044457 | Sembium2 | 13.1194 | 80.2447 | NO 1, SSV KOIL ST , SEMBIUM, CHENNAI | CHM888 | Airtel | Chennai | RT Tower
IN-1044275 | Sembiam3 | 13.1213 | 80.2288 | 2A/8A, MOORTHY STREET, SEKAR NAGAR, RAM NAGAR 3RD MAIN ROAD EXT, KOLATHUR, CHENNAI-82. | CHM591 | Airtel | Chennai | RT Tower
IN-1044276 | Sembiam4 | 13.1173 | 80.2374 | NEW NO. 3 - OLD NO. 50B, PRAKASH STREET, JANAKIRAM NAGAR, SEMBIUM, CHENNAI-11 | CHM611 | Airtel | Chennai | RT Tower
IN-1044277 | Sembiam | 13.1213 | 80.2342 | 513, TVK NAGAR ( TNHB) SEMBIUM, PERAMBUR, CHENNAI | CHM306 | Airtel | Chennai | RT Tower
IN-1043791 | Sembudass Street 2 | 13.0928 | 80.2867 | 76/52, SEMBUDASS STREET, PARRYS, CHENNAI. | CHI432 | Airtel | Chennai | RT Pole
IN-1043790 | Sembudass Street | 13.0928 | 80.2867 | 76/52, SEMBUDASS STREET, PARRYS, CHENNAI. | CHI033 | Airtel | Chennai | RT Pole
IN-1044278 | Shakthi Towers | 13.0614 | 80.26 | 766 ANNA SALAICHENNAI - 600 002 | CHM229 | Airtel | Chennai | RT Tower
IN-1044497 | Shenoy Nagar2 | 13.0808 | 80.2294 | 76, 4TH CROSS ST, JYOTHI AMMAL NAGAR, SHENOY NGR. | CHM865 | Airtel | Chennai | RT Tower
IN-1044279 | Shenoy Nagar | 13.0795 | 80.2258 | NO.1, PULLA AVENUE, EAST PARK ROAD, SHENOY NAGAR, CHENNAI-30 | CHM445 | Airtel | Chennai | RT Tower
IN-1242629 | Sholinganallur Junction | 12.9018 | 80.2236 | MR.A.SIVA KUMAR S/O.MR.ADHIPANDI, SY.NO.602/5C PLOT NO.19, BHARAT NAGAR ANNEX, MEDAVAKKAM ROAD, SHOLINGANALLUR, CHENNAI - 119 | CHM1361 | Airtel | Chennai | RT Tower
IN-1244892 | Siruseri | 12.8539 | 80.226 | MR.T.RAJENDRAN,MR.SV.THIYAGARAN,S.NO.122/2,SEMENCHERI VILLAGE,SAIDAPET TALUK,(1/203,OLD MAHABALIPURAM ROAD,SEMENCHERI ,CHENNAI-600199.PH:9381194197/04424500 | CHM1274 | Airtel | Chennai | GBT
IN-1117003 | Sholinganallur9 | 12.9054 | 80.2078 | PL NO:10,INDIR PRIYADARSHINI NAGAR,SHOLINGANALLUR,MEDAVAKKAM ROAD,PERUMBAKKAM,CH-100 | CHM1324 | Airtel | Chennai | RT Tower
IN-1044280 | Sholinganallur | 12.9026 | 80.2283 | 52,53 OLD MAHABALIPURAM ROADSHOLINGANALLURCHENNAI - 600 119. | CHM231 | Airtel | Chennai | RT Tower
IN-1043645 | Siruseri 2 | 12.8302 | 80.2297 | 4/54, VILLAGE NO 34, EKATTUR, CHENGALPET DIST, (ADJACENT TO SIPCOT SIRUSERI INDUSTRIAL ESTATE / OPP TO FL SMITH, SIRUSERI), CHENNAI. | CHM500 | Airtel | Chennai | GBT
IN-1044281 | Sowcarpet2 | 13.0913 | 80.2814 | OLD #161/NEW #168, AVC PLAZA, GOVINDAPPA STREET, SOWCARPET, CHENNAI-01 | CHM605 | Airtel | Chennai | RT Tower
IN-1043880 | Sowcarpet3 | 13.0946 | 80.2781 | #133/63, ANNA PILLAI STREET, SOWCARPET, CHENNAI-79 | CHM675 | Airtel | Chennai | RT Pole
IN-1044282 | Sowcarpet | 13.0918 | 80.2794 | 455, 456 MINT STREETCHENNAI - 600 001 | CHM232 | Airtel | Chennai | RT Tower
IN-1043746 | Spel Semiconductors 2, Mm Industrial Estate | 12.7824 | 80.0255 | FREEZER ROOM, SPEL SEMICONDUCTORS LTD., MARAI MALAI INDUSTRIAL ESTATE, CHENNAI | CHI350 | Airtel | Chennai | RT Pole
IN-1043881 | Spencers | 13.0609 | 80.2623 | CHANDRAKALA TOWERS22, PATTULOS ROADCHENNAI - 600 002. | CHM233 | Airtel | Chennai | RT Pole
IN-1044474 | Singaperumalkoilst | 12.7622 | 80.0035 | 1/41, GST ROAD,SINGAPERUMALKOVIL, CHENGALPET-04. | CHM959 | Airtel | Chennai | RT Tower
IN-1128641 | Srinagar Colony | 13.0136 | 80.2313 | 4/128,RANGARAJAPURAM 4TH ST SREENAGAR COLONY,SAIDAPET,CHENNAI-15. | CHM446 | Airtel | Chennai | RT Tower
IN-1043883 | Srmc College2 | 13.0393 | 80.1438 | SRMC COLLEGE CAMPUS, HOSPITAL BUILDING, AYYAPATHANGAL, CHENNAI | CHM383 | Airtel | Chennai | RT Pole
IN-1043884 | Srmc College3 | 13.0393 | 80.1438 | SRMC COLLEGE CAMPUS, HOSPITAL BUILDING, AYYAPATHANGAL, CHENNAI | CHM332 | Airtel | Chennai | RT Pole
IN-1043903 | Srmc4 | 13.0393 | 80.1438 | SRMC COLLEGE CAMPUS, HOSPITAL BUILDING, AYYAPATHANGAL, CHENNAI | CHM593 | Airtel | Chennai | RT Pole
IN-1044488 | Srmc5 | 13.044 | 80.1402 | 1/648, 2ND ST, SUBRAMANIAM NAGAR, PORUR, CHENNAI. | CHM849 | Airtel | Chennai | RT Tower
IN-1044285 | Ssn College Of Engineering | 12.7514 | 80.1985 | SSN ENGINEERING COLLEGE, KALAVAKKAM | CHM423 | Airtel | Chennai | RT Tower
IN-1043904 | Stanley2 | 13.1023 | 80.2844 | NO.5/1, SHANMUGHA RAYAN STREET, SEVENWELLS, CHENNAI-79 | CHM680 | Airtel | Chennai | RT Pole
IN-1044286 | Stanley Medical College | 13.1044 | 80.2848 | NO:1, PORTUGUESE CHURCH LANE, CHENNAI-1 | CHM422 | Airtel | Chennai | RT Tower
IN-1044287 | Sterling Road | 13.0646 | 80.237 | NO. 132, STERLING ROAD (ON SANTOSHI MEDICALS), CHENNAI | CHM236 | Airtel | Chennai | RT Tower
IN-1139116 | St.Thomas Mount | 12.994 | 80.1956 | NO.4/44, 3RD THIRUVALLUR NAGAR, NEAR VINAGAYAM KOIL, CHENNAI-60 | CHM985 | Airtel | Chennai | RT Tower
IN-1044288 | Sun Tv 2 - Anna Salai | 13.0471 | 80.2481 | #571/1, AXEX BUILDING, ANNA SALAI, TEYNAMPET, CHENNAI-18 | CHM653 | Airtel | Chennai | RT Tower
IN-1044393 | South Usman Road2 | 13.0339 | 80.2287 | NO:3, 1ST MADLY ROAD, T.NAGAR, CHENNAI | CHM779 | Airtel | Chennai | RT Tower
IN-1044289 | South Usman Road | 13.0326 | 80.2314 | (O)25,(N)32, GOPAL ST, T.NAGAR,,SOUTH USMAN ROAD,(BEHIND ARUNA, | CHM362 | Airtel | Chennai | RT Tower
IN-1043673 | Aranavayal,Sevapettai | 13.0991 | 79.9719 | OPEN LAND, REGENCY INTERNATIONAL CLOTHING PVT LTD, 96, ARANVAYAL VILLAGE, THIRUVALLUR DISTRICT, THIRUVALLUR | CHI460 | Airtel | Chennai | GBT
IN-1044291 | Seven Wells3 | 13.097 | 80.2778 | 67/89, THIRUPALLI STREET, SOWCARPET, CH-79. | CHM603 | Airtel | Chennai | RT Tower
IN-1044292 | Seven Wells | 13.1009 | 80.2817 | NO 3, KUTTY MAISTRY LANENEAR MURUGAN THEATER, 5TH FLRCHENNAI ? 600 001. | CHM238 | Airtel | Chennai | RT Tower
IN-1044293 | Tambaram3 | 12.9263 | 80.1121 | RAO TYRES, 58/26, KAKKAN ST, TAMBARAMCHENNAI- 600 045 | CHM385 | Airtel | Chennai | RT Tower
IN-1044296 | Tambaram | 12.9269 | 80.1164 | NO.17 RAMASWAMY STREETWEST TAMBARAM, CHENNAI-45 | CHM239 | Airtel | Chennai | RT Tower
IN-1044425 | Madipakkam8 | 12.9614 | 80.1932 | # 1/543, 3RD YERI KARAI STREET, KARTIKEYAPURAM, MADIPAKKAM, CH-117. | CHM781 | Airtel | Chennai | RT Tower
IN-1105996 | Tambaram West2 | 12.928 | 80.1038 | NO:22/2,VAIGAI NAGAR,TAMBARAM WEST,CH-45 | CHM1175 | Airtel | Chennai | RT Tower
IN-1044436 | Tambaram West | 12.9256 | 80.1058 | # 323/31A, MUDICHUR ROAD, WEST TAMBARAM, CHENNAI-45 | CHM832 | Airtel | Chennai | RT Tower
IN-1106003 | Thambaram Gandhi Road2 | 12.9312 | 80.1147 | MRS.M.RADHA,S/O.DR.MURUGAN,PLOT NO.13,ZAHIR HUSSAIN STREET,KASTHURIBAI NAGAR,TAMBARAM WEST,CHENNAI-600045.PH:9884155840/044-22416003. | CHM1234 | Airtel | Chennai | RT Tower
IN-1043642 | Tambaram Mcc3 | 12.9187 | 80.1121 | 38, WEST ST, GANAPATHIPURAM, EAST TAMBARAM, CHENNAI-59 | CHM929 | Airtel | Chennai | GBT
IN-1044297 | Tambaram Mcc | 12.9231 | 80.1188 | 36. VELACHERY ROAD, NEAR MCC, TAMBARAM, CHENNAI 59 | CHM328 | Airtel | Chennai | RT Tower
IN-1067559 | Tambaram Sanitorium2 | 12.9457 | 80.1359 | 317, GST RD, CHROMPET, CHENNAI-44 | CHM983 | Airtel | Chennai | RT Tower
IN-1067560 | Tambaram Sanitorium3 | 12.9406 | 80.1314 | 68/69, GST RD, OPP TO RAMA ANJIYANAR KOVIL, TAMBARAM SANITORIAM, CHENNAI-47 | CHM1000 | Airtel | Chennai | RT Tower
IN-1247623 | Tambaram Sanitorium4 | 12.933 | 80.1298 | 174 / 28, ERIKARAI STREET, EAST TAMBARAM | CHM1363 | Airtel | Chennai | RT Tower
IN-1044459 | Tambaram Sanitorium | 12.9429 | 80.134 | #9, UNIVERSAL, KAMATCHI COLONY, GST ROAD, TAMBARAM SANITORIUM, CHENNAI-47. | CHM816 | Airtel | Chennai | RT Tower
IN-1043731 | Tana Street2 | 13.0858 | 80.2549 | 247, PURUSAIVAKKAM HIGH ROAD, PURUSAIVAKKAM, CHENNAI. | CHI074 | Airtel | Chennai | RT Pole
IN-1240006 | Tana Street3 | 13.0873 | 80.2539 | MR.P.S KAMALAKANNAN S/O MR.P.T SAMPATH KUMAR ,NEW NO 13,OLD NO 7,PERUMAL CHETTY 2ND STREET ,PURASAWALKKAM ,CHENNAI-7 | CHM1138 | Airtel | Chennai | RT Tower
IN-1044298 | Thana St | 13.0861 | 80.2558 | CRESENT BLDG, 23 P.H. ROADDOVETON (ABOVE AYISHA DRESSES)CHENNAI - 600 007. | CHM241 | Airtel | Chennai | RT Tower
IN-1043886 | Tanikachalam Road | 13.0373 | 80.2398 | OLD 1 NEW 19 NEELAKANDA MEHTA ST, T NAGAR CHENNAI 17 | CHM242 | Airtel | Chennai | RT Pole
IN-1044299 | Tank Bunk Road | 13.06 | 80.2376 | 7/3, 2ND STREET, PUSHPA NAGAR, NUNGAMBAKKAM, CH-34. | CHM447 | Airtel | Chennai | RT Tower
IN-1121313 | Taramani10 | 12.969 | 80.237 | PLOT ON.30, KAMARAJ NAGAR MAIN ROAD, PERUNGUDI, CHE-96. | CHM1449 | Airtel | Chennai | RT Tower
IN-1044388 | Taramani2 | 12.9808 | 80.2424 | #1, VEERAPANDIAN STREET, PERIYAR NAGAR, TARAMANI, CHENNAI-113 | CHM664 | Airtel | Chennai | RT Tower
IN-1044407 | Taramani Road3 | 12.979 | 80.2306 | PLOT5, DOOR7, ANAKA STREET, VELACHERRY, CHENNAI-42. | CHM594 | Airtel | Chennai | RT Tower
IN-1239142 | Taramani4 | 12.9833 | 80.2373 | MR C VARATHARAJAN S/O MR.CHINNAPPAN ,NO 9/7, MA.PO.SI. STREET,TARAMANI,CHENNAI-13 ,9176571152 | CHM817 | Airtel | Chennai | RT Pole
IN-1044496 | Taramani Road5 | 12.9809 | 80.2374 | OLD NO5A, OM VINAYAKA TIMBER, KENNADY STREET,PERIYAR NAGAR, TARAMANI, CHENNAI-113 | CHM891 | Airtel | Chennai | RT Tower
IN-1237730 | Taramani7 | 12.9832 | 80.2288 | D MAHENDRAN, 37 / 18 DHANDAPANI STREET, VELACHERY, CHENNAI 42 - 98404 15533 | CHM1196 | Airtel | Chennai | RT Tower
IN-1044300 | Taramani Road | 12.9789 | 80.2266 | SUBTHRA KALYANAN MANDAPAM, #3-C, 100, THARAMANI LINK ROAD, BABY NAGAR, VELACHERY, CHENNAI.(G+3) | CHM243 | Airtel | Chennai | RT Tower
IN-1043887 | Tarapore | 13.0659 | 80.2691 | OLD 1/16B & 65, NEW. 69,ANNA SALAI, DINROZE ESTATE, CHENNAI - 600 002) (NEAR LAWERENCE & MAYO, AND MOUNT ROAD CHUN KING RESTAURANT) | CHM244 | Airtel | Chennai | RT Pole
IN-1237402 | TCS2 | 12.8798 | 80.2268 | S.CHOKALINGAM, No:220, Old Mahabalipuram Road, Sholuinganallur, Chennai- 119 | CHM1616 | Airtel | Chennai | RT Tower
IN-1043889 | Tidel Park | 12.9893 | 80.2488 | NO 4, CANAL BANK ROADTARAMAI, CHENNAI - 600113 | CHM247 | Airtel | Chennai | RT Pole
IN-1044458 | Teynampet2 | 13.0379 | 80.2457 | # 13, AALAYAMMAM KOIL ST, TEYNAMPET, CHENNAI-18. | CHM821 | Airtel | Chennai | RT Tower
IN-1239823 | Teynampet5 | 13.0331 | 80.2431 | P.RUBAVATHY, NO:487, ANNAI SALAI, NANDANAM, CHENNAI | CHM1613 | Airtel | Chennai | RT Tower
IN-1044301 | Teynampet | 13.0344 | 80.2454 | LR SWAMY BLDG' NO.476 ANNA SALAICHENNAI-35 | CHM248 | Airtel | Chennai | RT Tower
IN-1044302 | Teynampet Signal | 13.0385 | 80.2468 | TATA COFFEE SHOP, 427, ANNA ROAD, TEYNAMPET, CHENNAI (G+3) | CHM249 | Airtel | Chennai | RT Tower
IN-1043915 | Thambuchetty 2 | 13.0913 | 80.2888 | OLD.NO 45 ?NEW.NO. 93, ARMENIAN ST.,CH-01 | CHM829 | Airtel | Chennai | RT Pole
IN-1043890 | Thambu Chetty St | 13.0964 | 80.2895 | DOSHI PLAZA76, THAMBU CHETTY STCHENNAI - 1. | CHM250 | Airtel | Chennai | RT Pole
IN-1130290 | Thirumudivakkam2 | 12.9684 | 80.0951 | PLOT NO 258, THIRUMUDIVAKKAM MAIN ROAD, NEAR SIDCO ESTATE, THIRUMUDIVAKKAM, CHENNAI 44 | CHM1329 | Airtel | Chennai | GBT
IN-1044303 | Thirumangalam | 13.0887 | 80.1994 | SRIDEVI HOSPITAL1620A,16 TH ROADANNA NAGARCHENNAI 600 040 | CHM251 | Airtel | Chennai | RT Tower
IN-1044304 | Thousand Lights2 | 13.0558 | 80.2538 | 39, AZIZ MULK 4TH STREET, THOUSANDS LIGHTS, CHENNAI-6. | CHM324 | Airtel | Chennai | RT Tower
IN-1044495 | Thuraipakkam2 | 12.9497 | 80.2399 | 1/150, POST OFFICE 1ST ST, THURAIPAKKAM, CHENNAI-96 | CHM850 | Airtel | Chennai | RT Tower
IN-1044493 | Thoraipakkam 3 | 12.9349 | 80.2356 | PLOT NO 4/83, RAJ NAGAR MAIN ROAD, TURAIPAKKAM, CHENNAI-96 | CHM922 | Airtel | Chennai | RT Tower
IN-1118587 | Turaipakkam 6 | 12.9507 | 80.234 | PLOT NO 29, SAI NAGAR, I ST MAIN ROAD, TURAIPAKKAM, CHENNAI -96 | CHM1358 | Airtel | Chennai | RT Tower
IN-1240507 | Thuraipakkam8 | 12.9477 | 80.2459 | MR K VEERAIAH S/O MR KARUPPAIAH,NO.-1, PLOT NO.-114, SHANTINIKETAN COLONY, RAMALINGA NAGAR, THURAIPAKKAM, CHENNAI-97 (OR)? OLD NO 135 ,NEW NO 48 ,OKKIAM THURAIPAKKAM VILLAGE,SHANTHI NIKETHAN,TAMBARAM TALUK ,KANCHEEPURAM DISTRICT , 9381027488 | CHM1500 | Airtel | Chennai | RT Tower
IN-1044305 | Thoraipakkam | 12.9425 | 80.2354 | SARAVANA BUILDING PRODUCTS, PLOT NO. 6, MAHATMA GANDHI STREET, THORAIPAKKAM, CHENNAI - 96 | CHM253 | Airtel | Chennai | RT Tower
IN-1043635 | Thyagaraya Road-Tnagar2 | 13.0397 | 80.241 | 40/15, KRISHNA STREET, T.NAGAR, CHENNAI-17. | CHM685 | Airtel | Chennai | GBT
IN-1043907 | Thyagaraya Road | 13.0412 | 80.2377 | # 22, RAJABATHER STREET, T.NAGAR, CHENNAI-17 | CHM652 | Airtel | Chennai | RT Pole
IN-1238689 | Thiruvika Ind Estate4 | 13.0086 | 80.2104 | NO.-64, ANNA SALAI, GUINDY, NR. GUINDY RAILWAY STATION, CHENNAI. | CHI677 | Airtel | Chennai | RT Pole
IN-1128630 | Tiruvika Industrial Estate | 13.0142 | 80.2103 | ALCATEL BUILDING, RR BUILDING TOWER II, # 94, 95, TIRUVIKA INDUSTRIAL ESTATE, GUINDY, CHENNAI - 32 | CHM254 | Airtel | Chennai | RT Pole
IN-1113381 | Thirumazhisai3 | 13.0448 | 80.0718 | MR.S.ANBAZHAGAN & OTHERS,M/S.SRI SADAYAPPA THIRUMANA MAHAL,SY.NO.85/3A2,MADAVILAGAM VILLAGE,POONAMALLEE TALUK,THIRUVALLUR DIST.PH:9444325434 | CHM993 | Airtel | Chennai | RT Tower
IN-1107986 | Thirumalisai4 | 13.0599 | 80.0494 | S.NO.58/3,SEMBARABAKKAM VILLAGE,POONAMALLEE TALUK,THIRUVALLUR DIST.-PH:9840461682 | CHM1108 | Airtel | Chennai | GBT
IN-1239787 | Tiruporur2 | 12.7138 | 80.1876 | MR. R GOVIDARAJ, S/O MR.RAMAN, NO:6, ANNANAGAR, MAMALLABURAM, KANCHIPURAM, DISTRICT-603104 | Chm 1445 | Airtel | Chennai | GBT
IN-1044306 | Tiruporur | 12.7253 | 80.1875 | NO 28 OLD MAHAPALIPURAM RDTHIRUPORUR- 603110 | CHM255 | Airtel | Chennai | RT Tower
IN-1043891 | Thirumangalam2 | 13.0836 | 80.2002 | 2067, 13TH MAIN ROAD, ANNA NAGAR WEST, CH-40 | CHM329 | Airtel | Chennai | RT Pole
IN-1044444 | Tirumangalam5 | 12.9694 | 80.1439 | #6,SATYAMOORTHY COLONY,THIRUVALLEESWARAR NAGAR,TIRUMANGALAM,ANNAWEST,CHENNAI-40. | CHM823 | Airtel | Chennai | RT Tower
IN-1043656 | Tirumalzhisai | 13.0526 | 80.0607 | 22/37, BAJANAI KOIL STREET, TIRUMALZHI, CHENNAI | CHM419 | Airtel | Chennai | GBT
IN-1044501 | Tirunindravur2 | 13.1288 | 80.0336 | NO, 12, 3RD CROSS ST, MURUGESAN NAGAR, THIRUNINDRAVUR, CHENNAI. | CHM939 | Airtel | Chennai | RT Tower
IN-1107990 | Thiruninravur4 | 13.1248 | 80.0394 | 40,GANAPATHY NAGAR,PANDIARAJAN RICE MILL,CH-602024 | CHM1280 | Airtel | Chennai | GBT
IN-1105983 | Thiruninravur5 | 13.1183 | 80.0292 | PLOT-1,THURAISWAMY AVENUE,(EB_OPP),THIRUNINRAVUR,CH-602024 | CHM1281 | Airtel | Chennai | RT Tower
IN-1120038 | Tirunindravur6 | 13.1187 | 80.0399 | NO.-13, MAHALAKSHMI NAGAR, THIRUNINRAVUR, CHENNAI-602 024 | CHM1470 | Airtel | Chennai | GBT
IN-1244896 | Thirverkadu2 | 13.0725 | 80.1194 | MRS.K.NIRMALA,W/O.KARUNAKARAN,NO.54A,SRIDEVI KARUMARIAMMAN STREET,THIRUVERKADU,CHENNAI-77.PH:98407-64850 | CHM1301 | Airtel | Chennai | RT Tower
IN-1118907 | Thiruverkadu3 | 13.0676 | 80.1352 | B. KRISHNAKUMAR, SURVEY NO 71/1, 71/2, PERUMAL AGARAM, THIRUVERKADU, CHENNAI 77, 93822 33396 ( BOTH IN RF CLEARANCE AND SAA GIVEN ARE THE SAME LOCATION) | CHM1461 | Airtel | Chennai | GBT
IN-1118615 | Thiruverkadu Arch 2 | 13.0566 | 80.1419 | MRS. RADHA BHAI, 94, MAHALAKSHMI NAGAR, NOOMBAL, THIRUVERKADU, CHENNAI - 77. CONTACT 98403 79770 | CHM1399 | Airtel | Chennai | RT Tower
IN-1043633 | Thirumullaivoil 2 | 13.1358 | 80.13 | #15, VANI VINAYAGAR KOIL STREET, TIRUMULLAIVOIL, CHENNAI-63 | CHM711 | Airtel | Chennai | GBT
IN-1043626 | Thirumullaivoil 3 | 13.1246 | 80.1214 | # 13A, OM MURUGA HARDWARES, VALLUVAR STREET, DEVI NAGAR, AVADI, CHENAI-109 | CHM716 | Airtel | Chennai | GBT
IN-1067690 | Tirumullavoil4 | 13.1302 | 80.1377 | 1, SHAKTI MOTOR, M.T.H ROAD, THIRUMULLAVOIL, CHENNAI-62 | CHM1003 | Airtel | Chennai | RT Tower
IN-1112898 | Thirumullavoil | 13.135 | 80.1359 | PLOT NO:-30,THENDRAL NAGAR,THIRUMOLLIVOYAL,CH | CHM1376 | Airtel | Chennai | RT Tower
IN-1118454 | Thirumullavoil6 | 13.141 | 80.1329 | M. PERUMAL, SURVEY NO 227, PLOT NO 11, , PLOT NO 217 AND 218, MASILA MANISHWARAR NAGAR, THIRUMULLAIVOIL, CHENNAI 62 26375095, 97908 77823 | CHM1573 | Airtel | Chennai | GBT
IN-1043759 | T.Nagar2 - On Existing Site | 13.0414 | 80.2351 | LAKSHMI PLAZA', NO.73 THYAGARAYAROAD, CHENNAI-17 | CHI043 | Airtel | Chennai | RT Tower
IN-1044308 | T.Nagar | 13.0414 | 80.2351 | LAKSHMI PLAZA', NO.73 THYAGARAYAROAD, CHENNAI-17 | CHM259 | Airtel | Chennai | RT Tower
IN-1043756 | T Nagar, Mtc Signal Junction 2 | 13.0348 | 80.2304 | 1/3 SOUTH USMAN ROD, T.NAGAR, CHENAI-17. | CHI454 | Airtel | Chennai | RT Pole
IN-1043755 | T Nagar, Mtc Signal Junction | 13.0326 | 80.2313 | 1/3 SOUTH USMAN ROD, T.NAGAR, CHENAI-17. | CHI294 | Airtel | Chennai | RT Pole
IN-1044309 | Tondiarpet Market | 13.1209 | 80.2909 | 17& 17A , G A ROAD, OLD WASHERMENPET, CHENNAI 21. (UNION BANK OF INDIA) | CHM260 | Airtel | Chennai | RT Tower
IN-1044396 | Tondiarpet4 | 13.1394 | 80.2951 | OLD NO.47/1, NEW NO.139, T.H.ROAD, TONDIARPET, CHENNAI - 81 | CHM757 | Airtel | Chennai | RT Tower
IN-1044378 | Tondiarpet5 | 13.1255 | 80.2917 | NEW # 59/OLD # 10, KUMBAL AMMAN KOIL STREET, TONDIARPET, CHENNAI-81 | CHM735 | Airtel | Chennai | RT Tower
IN-1044379 | Tondiarpet6 | 13.1242 | 80.2866 | # 21/35, RETTAIKUZLI LANE, THANDAYARPET, CHENNAI-81 | CHM752 | Airtel | Chennai | RT Tower
IN-1243057 | Tondiarpet7 | 13.1307 | 80.2778 | Ravindran, no 85, nethaji nagar 1st street, tondiarpet, ch 81 | CHM862 | Airtel | Chennai | RT Tower
IN-1043893 | Triplicane3 | 13.0574 | 80.2783 | #55, EESHWARA DOSS STREET, TRIPLICANE, CHENNAI-5 | CHM623 | Airtel | Chennai | RT Pole
IN-1044494 | Triplicane4 | 13.0599 | 80.2741 | M/S. EASTERN MEDICALS ASSOCIATION OF SOUTHERN INDIA, 280 TRIPLICANE HIGH RD. CH- 5. | CHM710 | Airtel | Chennai | RT Tower
IN-1044418 | Triplicane8 | 13.0578 | 80.2712 | 18, HMA STREET, TRIPLICANE, CHENNAI. | CHM789 | Airtel | Chennai | RT Tower
IN-1044373 | Trustpuram2 | 13.0568 | 80.2215 | 2/20, SIVANKOIL STREET, KODAMBAKKAM, CHENNAI-24 | CHM617 | Airtel | Chennai | RT Tower
IN-1237752 | Trustpuram3 | 13.0569 | 80.2261 | S. DELLIAMMAL, , 20/1, PONNUSAMY VATHIYAR STREET, VARADARAJANPET, KODAMBAKKAM, CHENAI 24. 97908 74455 | CHM901 | Airtel | Chennai | RT Tower
IN-1044312 | Trustpuram | 13.0534 | 80.2224 | OLD NO. 329, NEW NO.126, ARCOT ROADKODAMBAKKAM, CHENNAI ? 24.CHENNAI ? 600 024. | CHM264 | Airtel | Chennai | RT Tower
IN-1044313 | T.T.K Road2 | 13.0343 | 80.2533 | 510 / 164, T.T.K ROAD, ALWARPET, CH- 18 | CHM487 | Airtel | Chennai | RT Tower
IN-1043895 | Ttk Road | 13.0314 | 80.252 | NO.32,DEMONTE COLONY,TTK ROAD,ALWARPET, CHENNAI-600018. | CHM265 | Airtel | Chennai | RT Pole
IN-1044314 | Tube Products Of India | 13.122 | 80.1119 | TUBE PRODUCTS OF INDIA,INTERNATIONAL BUSINESS DIVISIONPOST BOX 18, AVADI,CHENNAI 600 054. , | CHM353 | Airtel | Chennai | RT Tower
IN-1128621 | Thiruvanmiur | 12.9872 | 80.2577 | NO.160 THIRUVALLUVAR SALAITHIRUVANMIYUR, CHENNAI-41 | CHM266 | Airtel | Chennai | RT Tower
IN-1044316 | Tvs Colony | 13.0931 | 80.1889 | NO.144, NETHAJI STREET, KUMARAN NAGAR, PADI, CHENNAI - 600 050 | CHM361 | Airtel | Chennai | RT Tower
IN-1137457 | Thiruvotriyur10 | 13.1668 | 80.294 | MRS. SUNDARA VADIVU, S NO 281/2, N SY NO 281/2B, DOOR NO 24/102/B, RAMASAMY MUDALIAR NAGAR, ASHOK LEYLAND QUARTERS, THIRUVOTRIYUR, CHENNAI - 179, CONTACT 98406 06113 | CHM1454 | Airtel | Chennai | RT Tower
IN-1044317 | Thiruvotriyur2 | 13.1666 | 80.304 | 735, KATHIRVEL & CO, TIRUVOTTIYUR HIGH ROAD, TIRUVOTTIYUR, CHENNAI-19. | CHM485 | Airtel | Chennai | RT Tower
IN-1044318 | Thiruvottiyur3 | 13.1759 | 80.2995 | 4, MITRA HARDWARES, 2ND ST, SARASWATHI NAGAR, THIRUVOTTIYUR, CH-9 | CHM606 | Airtel | Chennai | RT Tower
IN-1044319 | Thiruvotriyur4 | 13.1553 | 80.2987 | # 2/49, 2ND STREET, CHINNA METTUPALAYAM, KALADIPET, TIRUVATTIYUR, CHENNAI-19 | CHM761 | Airtel | Chennai | RT Tower
IN-1128038 | Thiruvottriyur 5 | 13.1631 | 80.302 | NO 41/19, NADABAI GARDEN ST, THIRUVOTTIYUR, CHENNAI-19. | CHM1005 | Airtel | Chennai | RT Tower
IN-1244903 | Thiruvottriyur 6 | 13.1721 | 80.2949 | MRS.GOVINDAMMAL,S/O.SANKARAN,PLOT NO.206,DR.KALAIGNAR NAGAR,FIRST STREET,THIRUVOTRIYUR,CHENNAI-600019.PH:9444157038 | CHM1035 | Airtel | Chennai | RT Tower
IN-1118588 | Thiruvottriyur 8 | 13.1622 | 80.2989 | K. BABY, 42 NORTH MADA STREET, THIRUVOTTRIYUR, CHENNAI - 600019, CONTACT 9383111499 | CHM1227 | Airtel | Chennai | RT Tower
IN-1113195 | Thiruvotriyur 9 | 13.1605 | 80.3044 | MAHADEVAN, OLD NO 22/A, NEW NO 23, APPAR SAMY KOIL ST, THIRUVOTTRIYUR, CHENNAI 19- CONTACT NO 98413 68635 | CHM1371 | Airtel | Chennai | RT Tower
IN-1044462 | U Block, Annanagar | 13.0902 | 80.2141 | PUNJAB NATIONAL BANK, 4TH MAIN ROAD, ANNA NAGAR, CHENNAI-40. | CHM879 | Airtel | Chennai | RT Tower
IN-1043898 | Ullagaram | 12.9806 | 80.1954 | 124 MEDAVAKKAM MAIN ROADULLAGARAM , CHENNAI- 600091. | CHM268 | Airtel | Chennai | RT Pole
IN-1044321 | United India Colony2 | 13.0474 | 80.2285 | OLD # 12/NEW # 29, 2ND STREET, AZEEZ NAGAR, KODAMBAKKAM, CHENNAI-24 | CHM650 | Airtel | Chennai | RT Tower
IN-1043918 | United India Colony4 | 13.0505 | 80.2281 | NO.13, AKBARABAD 2ND STREET, KODAMBAKKAM, CHENNAI -24 | CHM931 | Airtel | Chennai | RT Pole
IN-1043925 | United India Colony5 | 13.0491 | 80.2316 | 20/26, RAMAKRISHNAN ST, T NAGAR, CHENNAI-17 | CHM930 | Airtel | Chennai | RT Pole
IN-1044323 | United India Colony | 13.0506 | 80.225 | 15, UNITED INDIA COLONY I MAIN ROAD, KODAMBAKKAM, CHENNAI. ( CAF? SAROVRI) | CHM269 | Airtel | Chennai | RT Tower
IN-1044492 | Urapakkam 2 | 12.8623 | 80.0696 | PLOT NO 8, PRIYA NAGAR MAIN RD, 4TH PART, URAPAKKAM, CHENNAI | CHM873 | Airtel | Chennai | RT Tower
IN-1117001 | Urapakkam3 | 12.8638 | 80.0787 | 3, KUBERAN NAGAR,IYYENCHERI,URAPAKKAM | CHM1111 | Airtel | Chennai | GBT
IN-1120040 | Urappakkam6 | 12.8589 | 80.0803 | S.NO;-106,BLOCK NO:-51,30/18,38 TH STREET,ASHOK NAGAR,(PUDUR),CH-83 | CHM1439 | Airtel | Chennai | RT Tower
IN-1044324 | Urapakkam | 12.8618 | 80.0737 | #4, GANESH COMPLEX, GST ROAD, URAPAKKAM VILLAGE, CHENNAI | CHM270 | Airtel | Chennai | RT Tower
IN-1043657 | Uttandi 2 | 12.897 | 80.2468 | PLOT NO. 103, E.C.R ROAD, AKKARAI, UTTANDI, CHENNAI-119 | CHM661 | Airtel | Chennai | GBT
IN-1044325 | Vadapalani2 | 13.0529 | 80.2075 | 128, KUMARAN COLONY MAIN ROAD, VADAPALANI, CHENNAI-26 | CHM318 | Airtel | Chennai | RT Tower
IN-1043742 | Vadapalani4 | 13.0497 | 80.2112 | NO.153, NEW NO.283, ARCOT ROAD, VADAPALANI, CHENNAI - 26 | CHI160 | Airtel | Chennai | RT Pole
IN-1044327 | Vadapalani5 | 13.0542 | 80.2163 | NO:23/2, NEW NO:88, GANGAI AMMAN KOVIL STREET, VADAPALANI, CHENNAI | CHM436 | Airtel | Chennai | RT Tower
IN-1044328 | Vadapalani6 | 13.0529 | 80.2105 | 22/1, HEMA STREET, BAJANAI KOIL 2ND STREET, VADAPALANI, CHENNAI-26. | CHM699 | Airtel | Chennai | RT Tower
IN-1044445 | Vadapalani 7 | 13.0481 | 80.2057 | ADAYAR ANANDHA BHAVAN, # 1/B, ARCOT ROAD, VADAPALANI, CHENNAI-26. | CHM719 | Airtel | Chennai | RT Tower
IN-1044329 | Vadapalani | 13.0486 | 80.2097 | DOOR NO.158 ARCOT ROAD, CHENNAI-26 | CHM271 | Airtel | Chennai | RT Tower
IN-1044330 | Valasaravakkam2 | 13.0386 | 80.1807 | 52, CHOUDRI NAGAR MAIN ROAD, VALASARAVAKKAM, CHENNAI-87 | CHM474 | Airtel | Chennai | RT Tower
IN-1044331 | Valasaravakkam 3 | 13.0513 | 80.1744 | PLOT # 68, LAKSHMI GARDEN, 3RD MAIN ROAD, SRIDEVI GARDEN, VALASARAVAKKAM, CHENNAI-87 | CHM646 | Airtel | Chennai | RT Tower
IN-1238686 | Valasaravakkam6 | 13.0407 | 80.1775 | MR K CHRISTOPHER NAGARAJ , NO 73 KAMARAJ ST INDRA NAGAR VALASARAVAKKAM, CHENNAI , PH.NO 9380999003 | CHM1147 | Airtel | Chennai | RT Tower
IN-1238508 | Valasaravakkam7 | 13.0466 | 80.1752 | MRS. B.SUDHARANI, W/O MR.PRABHAKAR, PLOT NO:12, KANAGADHARA NAGAR, VALSARAVAKKAM, CHENNAI-87 | CHM1396 | Airtel | Chennai | RT Tower
IN-1043744 | Valluvar Kottam3 | 13.0536 | 80.2341 | MALLIKA MANSION, NORTH USAMN ROAD, T.NAGAR, CHENNAI | CHI122 | Airtel | Chennai | RT Pole
IN-1105980 | Korattur5 | 13.1145 | 80.1897 | 24,SUBBULAKSHMI NAGAR,2ND STREET,KORATTUR,CH-76 | CHM1237 | Airtel | Chennai | RT Tower
IN-1044509 | Valluvar Kottam5 | 13.0598 | 80.2412 | NO, 24/38, SOUTH MADA ST, NUNGAMBAKKAM, CHENNAI-34. | CHM836 | Airtel | Chennai | RT Tower
IN-1044333 | Valmiki Nagar2 | 12.983 | 80.2623 | NEW NO.167, EAST MADA STREET, THIRUVANMIYUR, CHENNAI - 600 041 | CHM365 | Airtel | Chennai | RT Tower
IN-1044334 | Valmikinagar3 | 12.9778 | 80.264 | # L-534, SRI BALAJI TOURS & TRAVELS, 3RD MAIN ROAD, THIRUVALLUVAR NAGAR, THIRUVANMIYUR, CHENNAI-41 | CHM496 | Airtel | Chennai | RT Tower
IN-1128622 | Valmiki Nagar | 12.9797 | 80.2628 | CANARA BANK BUILDING. 14,FOURTH SEAWARD ROAD.'VALMIKI NAGAR, CHENNAI-600 041. | CHM273 | Airtel | Chennai | RT Tower
IN-1044335 | Valasaravakkam | 13.0411 | 80.1743 | NO 55, ARCOT ROADVALASARAVAKKAMCHENNAI - 600 087. | CHM274 | Airtel | Chennai | RT Tower
IN-1043660 | Vandalur 2 | 12.9089 | 80.0692 | #250/5 (SURVEY NO),VINAYAGAR KOIL STREET, MUDICHUR,CHENNAI-48 | CHM876 | Airtel | Chennai | GBT
IN-1043640 | Vandalore3 | 12.8707 | 80.0759 | 4, KAMBAR STREET, KEELAMBAKKAM, URAPAKKAM POST, CHENGALPET DIST, CHENNAI-202. | CHM918 | Airtel | Chennai | GBT
IN-1044336 | Vandalur | 12.89 | 80.082 | 2/345 LAKSHMI NAGAR, 2ND STVANDALUR, CHENNAI - 600048 | CHM275 | Airtel | Chennai | RT Tower
IN-1044337 | Vandikaran Street2, Velachery | 12.9932 | 80.2122 | LIG257-TNHB COLONY,ADAMBAKKAM, CHENNAI-88 | CHM588 | Airtel | Chennai | RT Tower
IN-1087069 | Vandikaran Street4 | 12.9964 | 80.2098 | NO:8,BASHYAM LAYOUT,GANESH NAGAR,ALAMBAKKAM,CH-28 | CHM1232 | Airtel | Chennai | RT Tower
IN-1044338 | Vandikaran Street, Velachery | 12.9985 | 80.2075 | 50/43 METTUPALAYAM, METTU ST., GUINDY - 22 | CHM388 | Airtel | Chennai | RT Tower
IN-1044339 | Vannier Street, Choolaimedu | 13.0586 | 80.2258 | 20/1 VANNIAR STREET, CHOOLAIMEDU, CHENNAI | CHM297 | Airtel | Chennai | RT Tower
IN-1044340 | Vasan Street | 13.0434 | 80.2306 | 1/1, JAWAHARLAL NEHRU STREET, T.NAGAR, CHENNAI-17. | CHM489 | Airtel | Chennai | RT Tower
IN-1105964 | Veerapandia Nagar2,Chollaimedu | 13.0602 | 80.2162 | 14/2,ELANGO ADIGAL STREET,PADMANAMBA NAGAR,CH-95 | CHM1259 | Airtel | Chennai | RT Pole
IN-1044433 | Veerapandia Nagar, Choolaimedu | 13.0627 | 80.2183 | 72, PARI ST., CHOOLAIMEDU,AVVAI NAGAR, CHENNAI-94 | CHM813 | Airtel | Chennai | RT Tower
IN-1043748 | Velacherry Bus Terminus | 12.9755 | 80.2211 | NO.1, VELACHERY MAIN ROAD, VIJAYANAGAR, VELACHERY, CHENNAI | CHI387 | Airtel | Chennai | RT Pole
IN-1118400 | Velachery Bypass Road2 | 12.9902 | 80.2146 | NO;-952,LIG-2,99 TH LANE,TNHB COLONY,VELACHERY,CH-42 | CHM1498 | Airtel | Chennai | RT Tower
IN-1044504 | Velachery Bypass Road | 12.9864 | 80.2173 | NO 10, SASI NAGAR, VELACHERY, CHENNAI-42. | CHM840 | Airtel | Chennai | RT Tower
IN-1044343 | Velachery2 | 12.982 | 80.2181 | 104, 100 FEET ROAD, VELECHERY, CHENNAI-42. | CHM315 | Airtel | Chennai | RT Tower
IN-1043627 | Velechery3 | 12.9751 | 80.2221 | 24/1, 6TH STREET, SARATHY NAGAR, VELACHERI, CHENNAI. | CHM449 | Airtel | Chennai | GBT
IN-1044344 | Velachery4 | 12.9826 | 80.2253 | APRANGI FAST FOODS NO,3. 7TH MAIN RD,VELACHERY CHENNAI. | CHM386 | Airtel | Chennai | RT Tower
IN-1044345 | Velachery5 | 12.978 | 80.2105 | 185, AG'S COLONY, 4TH MAIN ROAD, VELACHERY, CHENNAI. | CHM467 | Airtel | Chennai | RT Tower
IN-1044346 | Velacherry6 | 12.9775 | 80.2168 | 1, NARMADA STREET, DEVI KARUMARI AMMAN NAGAR EXTN, VELACHERY, CH-42. | CHM636 | Airtel | Chennai | RT Tower
IN-1044347 | Velacherry8 | 12.9795 | 80.2145 | PLOT NO:45, D.NO:1, 3RD STREET, MGR NAGAR, VELACHERY, CHENNAI-42 | CHM737 | Airtel | Chennai | RT Tower
IN-1243548 | Velacherycheckpost | 12.9939 | 80.2176 | 18, AMBEDKAR NAGAR, VELACHERY CHECK POST ,CHENNAI - 600 042. | CHM277 | Airtel | Chennai | RT Tower
IN-1232389 | Velammal Eng College | 13.1499 | 80.1929 | VELEMAL ENGINEERING COLLEGE | CHM1335 | Airtel | Chennai | GBT
IN-1044348 | Velachery Main Rd2 | 12.9873 | 80.223 | 178/99, VELACHERY MAIN ROAD, GANDHI NAGAR, VELACHERY, CHENNAI-42. | CHM597 | Airtel | Chennai | RT Tower
IN-1138703 | Velachery Main Road3 | 12.9859 | 80.2247 | RS. GANDHI, OLD 12, NEW NO 11, EAST MADA STREET, VELACHERY, CHENNAI - 42 | CHM1241 | Airtel | Chennai | RT Tower
IN-1044350 | Veltec Engineering College | 13.176 | 80.0978 | VELTECH ENGG COLLEGE ALAMATHI ROAD, AVADI CHENNAI-62. | CHM455 | Airtel | Chennai | RT Tower
IN-1044351 | Venkatnarayana Road2 | 13.0385 | 80.2365 | (O)10,(N)19, KANNADASAN SALAI, T.NAGAR CHENNAI-600 017. | CHM409 | Airtel | Chennai | RT Tower
IN-1044441 | Venkatnarayana Road4 | 13.0369 | 80.234 | NO:19, DHANDAPANI STREET, T.NAGAR, CHENNAI-17 | CHM709 | Airtel | Chennai | RT Tower
IN-1044352 | Venktanarayana Rd | 13.0335 | 80.2363 | NO 11(OLD NO 4, MOOSA ST, T. NGRCHENNAI - 17. | CHM1990 | Airtel | Chennai | RT Tower
IN-1044394 | Vepery3 | 13.083 | 80.2661 | MR.HABBEB,14/1,BARRACKS ROAD,PERIAMEDU, CHENNAI | CHM777 | Airtel | Chennai | RT Tower
IN-1043646 | Vichur3 | 13.2631 | 80.2701 | 10, ANGALLAMMAN KOIL STREET, VINAYAKAR NAGAR, PUNGAMBEDU, MINJUR. | CHM941 | Airtel | Chennai | GBT
IN-1087070 | Vichur4 | 13.2342 | 80.2747 | S.NO.220/1,NEW .S.NO,328/10,EAKKAL COLONY VILLAGE,VELLIVOYALCHANVADI PANCHYAT,MINJUR,CHENNAI | CHM1207 | Airtel | Chennai | RT Tower
IN-1240577 | Vichur6 | 13.2257 | 80.2743 | 4,KRISHNA NAGAR,VAYALCHAVADI,OLD NAPALAYAM,CH-103 | CHM1522 | Airtel | Chennai | GBT
IN-1128029 | Vichur | 13.2157 | 80.272 | SURVEY NO.270/1-C VICHURVILLAGE, PONNERI TALUK, | CHM281 | Airtel | Chennai | GBT
IN-1044354 | Vijayalakshmipuram2 | 13.1191 | 80.1506 | 1, RABINDRAN'S HEALTH CARE CENTRE, SOUTH PARK STREET, AMBATTUR (OT), CHENNAI-53. | CHM598 | Airtel | Chennai | RT Tower
IN-1043636 | Vijayalakshmipuram3 | 13.1226 | 80.154 | 15/1, NATESA PILLAI ST. VIJAYALAKSHMIPURM, AMBATTUE , CH-53. | CHM837 | Airtel | Chennai | GBT
IN-1067903 | Vijayalakshmipuram4 | 13.1221 | 80.1508 | NO:81,MOUNASWAMY MADAM STREET,AMBATTUR O.T,CH-52 | CHM1102 | Airtel | Chennai | RT Tower
IN-1117016 | Vijayalakshmipuram5 | 13.1154 | 80.1456 | C125/B2,THIRUVENGADA NAGAR,2ND MAIN ROAD,CH-53 | CHM1133 | Airtel | Chennai | RT Tower
IN-1067904 | Vijaylakshmipuram6 | 13.1161 | 80.1539 | 1, SSM ESSENCE, HIGH SCHOOL ROAD, THIRUVALLUVAR NAGAR, AMBATTUR CHENNAI-53. | CHM1149 | Airtel | Chennai | RT Tower
IN-1044355 | Vijayalakshmipuram | 13.1183 | 80.1573 | # 1, KALLIKUPPAM ROAD 12TH STREET,VENKATAPURAM,AMBATTUR,CH-53. | CHM282 | Airtel | Chennai | RT Tower
IN-1138693 | Vijaya Nagar2,Velachery | 12.9764 | 80.2136 | NO.-12, BHARATHI STREET, GANDHI NAGAR, VELACHERY, CHENNAI-42 | CHM1194 | Airtel | Chennai | RT Tower
IN-1044453 | Vijaya Nagar, Velachery | 12.9746 | 80.2165 | # 5C, 3RD MAIN ROAD, VIJAYANAGAR, VELACHERY, CHENNAI-42 | CHM846 | Airtel | Chennai | RT Tower
IN-1067907 | Villivakkam3 | 13.1037 | 80.2097 | NO 22-A, THANTHONI AMMAN KOLI 1ST STREET, VILLIVAKKAM, CHENNAI-49. | CHM1137 | Airtel | Chennai | RT Tower
IN-1113196 | Villivakkam 4 | 13.1011 | 80.2067 | 13,NRN COMPOUND,LAKSHMIPURAM,VILLIVAKKAM,CH-49 | CHM1405 | Airtel | Chennai | RT Tower
IN-1044356 | Villivakkam | 13.1054 | 80.2077 | VASHAN BHAVANNO 64, REDDY STREETVILLIVAKKAMCHENNAI - 600 023 | CHM283 | Airtel | Chennai | RT Tower
IN-1244901 | Villivakkam Railway Station2 | 13.1131 | 80.198 | 3A,PANDIAN STREET,RAJIV GANDHI NAGAR,THATHANKUPPAM,CH-49 | CHM1321 | Airtel | Chennai | RT Tower
IN-1044357 | Villivakkam Sidco2 | 13.1073 | 80.1993 | 10/146 E TYPE, SIDCO NAGAR, VILLIVAKKAM, CHENNAI. | CHM530 | Airtel | Chennai | RT Tower
IN-1044358 | Villivakkam Sidco3 | 13.1003 | 80.2002 | 13/41, A-1, VILLIVAKKAM, PHASE III, THIRU NAGAR, VILLIVAKKAM, CHENNAI-49 | CHM599 | Airtel | Chennai | RT Tower
IN-1044359 | Villivakkam Sidco | 13.1034 | 80.2029 | HERO HONDA SHOWROOM, 1, CHENNAI TIRUVALLUR HIGH ROAD, HIGH COURT COLONY, VILLIVAKKAM, CHENNAI. (G+1) | CHM284 | Airtel | Chennai | RT Tower
IN-1044360 | Virugambakkam 2 | 13.0436 | 80.1827 | #172, CHETTINADU HARDWARES, ARCOT ROAD, VALASARAVAKKAM, CHENNAI-87 | CHM600 | Airtel | Chennai | RT Tower
IN-1105995 | Virugambakkam4 | 13.0491 | 80.189 | PL NO:112,A.V.M AVENUE,VIRUGAMBAKKAM,CH-93 | CHM1204 | Airtel | Chennai | RT Tower
IN-1119994 | Virugambakkam5 | 13.0401 | 80.1848 | NO.-30, THIRUVALLUVAR NAGAR ANNEXE, KAIKANKUPPAM, VALASARAVAKKAM, CHENNAI-87 | CHM1511 | Airtel | Chennai | RT Tower
IN-1044361 | Virugambakkam | 13.046 | 80.1876 | NO 69 ARCOT RDCHENNAI- 600092. | CHM285 | Airtel | Chennai | RT Tower
IN-1105985 | Vyasarpadi Town2 | 13.1158 | 80.2662 | NO-62,NEW MAGAZINE ROAD,VYSARPADI,CH-39 | CHM1104 | Airtel | Chennai | RT Tower
IN-1044362 | Vysarpadi Town | 13.1145 | 80.2634 | 45/2, ERUKKENCHERI HIGH ROADVYASARPADICHENNAI - 600 039. | CHM286 | Airtel | Chennai | RT Tower
IN-1068701 | Vysarpadi4 | 13.1081 | 80.2454 | NO 75, SANGEETHA GUEST HOUSE, PERAMBUR HIGH ROAD, CHENNAI-11. | CHM1063 | Airtel | Chennai | RT Pole
IN-1044363 | Vyasarapadi | 13.1083 | 80.2476 | 82 (OLD NO) NEW NO.104PERAMBUR HIGH ROADCHENNAI - 600011 | CHM287 | Airtel | Chennai | RT Tower
IN-1232390 | Voyanallur1 | 13.0848 | 80.0721 | MR.P.VALMOORTHY, SURVEY NO:141/1B2, SITUATED AT 2/171, MAIN ROAD, VAYALANALLUR 'A' VILLAGE, POONAMALLEE TALUK, TIRUVALLUR DISTRICT- 600072, PH:9840730780 | CHM1588 | Airtel | Chennai | GBT
IN-1239759 | Wadia Nagar4 | 13.1039 | 80.2438 | NO.9, 4TH STREET,EKANKIPURAM,AYANAVARAM, CHENNAI ? 600 023. | CHM1608 | Airtel | Chennai | RT Tower
IN-1043900 | Walltax Road2 | 13.0893 | 80.2766 | NEW NO.34/OLD NO. 1, ELA KANDAPPAN STREET, PARK TOWN, WALLTAX ROAD, CHENNAI-03 | CHM684 | Airtel | Chennai | RT Pole
IN-1240157 | Wall Tax Road4 | 13.0917 | 80.2772 | MR.GOUTHAM CHAND SURANA, S.NO.8388 AND8389 OLD DOOR NOS.18 & 19, NEW DOOR NO.16, IRULAPPAN STREET, SOWCARPET, CHENNAI - 600 079 PH : 9962588000 | CHM1326 | Airtel | Chennai | RT Pole
IN-1128060 | Walltax Road | 13.0919 | 80.2755 | NAIDU PLAZASINGAPORE SHOPPING CENTRE75, WALL TAX ROADCHENNAI - 600 003. | CHM289 | Airtel | Chennai | RT Pole
IN-1044365 | Washermenpet3 | 13.1127 | 80.281 | # 9/1, PARTHASARATHI PILLAY STREET, OLD WASHERMANPET, CHENNAI | CHM612 | Airtel | Chennai | RT Tower
IN-1239755 | Washermenpet5 | 13.114 | 80.2865 | PLOY NO.6, DURGA STREET, SAKTHI NAGAR ARUMBAKKAM, CH 106 | CHM1603 | Airtel | Chennai | RT Tower
IN-1044366 | Washermenpet | 13.1115 | 80.2882 | 24/1 M.C ROAD,CHENNAI- 600021 | CHM290 | Airtel | Chennai | RT Pole
IN-1043797 | Washermanpet Micro | 13.1146 | 80.2887 | # 250/91, OLD WASHERMANPET, G.A.ROAD, CHENNAI - 600 021 | CHI288 | Airtel | Chennai | Wall Mount
IN-1043922 | Whites Road2 | 13.057 | 80.2583 | OLDNO. 6&8, N.NO. 12, R O B 4TH STREET, ROYAPETTAH, CH - 14 , | CHM822 | Airtel | Chennai | RT Pole
IN-1043658 | Wipro Techmologies, Sholinganallur | 12.9077 | 80.2261 | #469, OLD MAHABALIPURAM ROAD, SHOLINGANALLUR, CHENNAI - 600 119. | CHM291 | Airtel | Chennai | GBT
IN-1006372 | Madhuravoyal West | 13.063 | 80.1676 | 300/G, POONAMALLE HIGH ROAD, MADHURAVOYIL, CHENNAI 600 095 | CHN615 | Vodafone | Chennai | GBT
IN-1043932 | West Mambalam3 | 13.0423 | 80.2251 | NO 82/48, BRINDAVAN ST, WESTMAMBALAM, CHENNAI-33. | CHM1006 | Airtel | Chennai | RT Pole
IN-1244912 | West Mambalam4 | 13.0464 | 80.2228 | MR.M.RAJASEKAR,NO.56,SHEEKAN GARDEN ROAD,RANGARAJAPURAM,KODAMBAKKAM,CHENNAI-24. | CHM1216 | Airtel | Chennai | RT Tower
IN-1044368 | West Mambalam | 13.0451 | 80.2257 | 14/1, CORPORATION COLONY MAIN RDRANGARAJAPURAM,CHENNAI - 600024 | CHM292 | Airtel | Chennai | RT Tower
IN-1044369 | Zakaria Colony | 13.0544 | 80.2306 | ANNAI KILIYAMBAL MARRIAGE HALLNO 6, ARCOT ROAD, KODAMBAKKAMCHENNAI ? 600 024. | CHM293 | Airtel | Chennai | RT Tower
IN-1043628 | Zblock, Anna Nagar | 13.0887 | 80.2108 | SPACE DEALS, 58/15, 'Y' BLOCK, ANNA NAGAR WEST, CHENNAI - 40 | CHM349 | Airtel | Chennai | GBT
IN-1044482 | Zameen Pallavaram2 | 12.9649 | 80.1626 | # 46, 2ND STREET, KAMARAJA NAGAR, ZAMEEN PALLAVARAM, CHENNAI-43 | CHM874 | Airtel | Chennai | RT Tower
IN-1105960 | Zameen Pallavaram4 | 12.9616 | 80.1594 | NO:48/95,P.V.VAIDHYALINGAM STREET,OLD PALLAVARAM,CHENNAI-43 | CHM1218 | Airtel | Chennai | RT Tower
IN-1043629 | Zameen Pallavaram | 12.9602 | 80.1707 | 16, KAMBAR STREET, KEELKATALAI, CHENNAI - 600 117 | CHM351 | Airtel | Chennai | GBT
IN-1072653 | Mugapair East? | 13.0827 | 80.1839 | NO.3/24, PACHAIAPPAR SALAI, MOGAPPAIR EAST, CHENNAI-50. | CHN1285 | Vodafone | Chennai | RT Pole
IN-1072633 | Evk Sampath Salai | 13.0802 | 80.2617 | A.R. COMPLEX, NO.1090, POONAMALLEE HIGH ROAD, CHENNAI -84 | CHN1176 | Vodafone | Chennai | RT Pole
IN-1072648 | Parivakkam | 13.0674 | 80.0898 | NO.11,BANAVEDU THOTTAM, THANDARAI MAIN ROAD, PARIVAKKAM, CHENNAI-56? | CHN1271 | Vodafone | Chennai | GBT
IN-1072666 | Kaduvetti - Avadi | 13.0748 | 80.1118 | NO.87, AVADI POONAMALLI ROAD, KADUVETTI VILLAGE, CHENNAI-77 | CHN1301 | Vodafone | Chennai | GBT
IN-1006763 | Saidapet,Bus Stand?? | 13.0185 | 80.224 | NO.30/1 A, HARRINGTON CHAMBERS, ABDUL RAZZACK ST, SAIDAPET, CHENNAI-15. | CHN1050 | Vodafone | Chennai | RT Pole
IN-1072670 | Sunnambukolathur | 12.9431 | 80.1979 | PLOT.NO.4, SADASIVA AVENUE, SUNNAMBUKOLATHUR, KOVILAMBAKKAM, CHENNAI?? | CHN1306 | Vodafone | Chennai | RT Tower
IN-1072636 | Girugambakkam - Bt Nagar? | 13.0133 | 80.1443 | NO 2, NEHRU ST, BT NAGAR, GIRUGAMBAKKAM, CHENNAI 602 101 | CHN1227 | Vodafone | Chennai | GBT
IN-1072657 | Perambur Railway Station | 13.1071 | 80.2457 | NO.1, CHANDRAYOGI SAMATHI SALAI, PERAMBUR, CHENNAI-12. | CHN1290 | Vodafone | Chennai | RT Tower
IN-1072668 | Villivakkam Sasthri Nagar | 13.115 | 80.2108 | NO.14/6, RAJIV GANDHI NAGAR, KOLATHUR, CHENNAI -99 | CHN1304 | Vodafone | Chennai | RT Tower
IN-1072625 | Orur Kuppam-Besant Nagar | 13.003 | 80.2724 | NO.25, 1ST STREET, THIRUVALLUVAR NAGAR, BESANT NAGAR, CHENNAI-90?? | CHN1048 | Vodafone | Chennai | RT Pole
IN-1072682 | Kasthuri Rangan Street | 13.042 | 80.2564 | NO.10/15, KASTHURIRANGAN ROAD, ALWARPET, CHENNAI-18 | CHN914 | Vodafone | Chennai | RT Pole
IN-1072673 | Boat Club | 13.0542 | 80.1888 | NEW.NO.20, BOAT CLUB ROAD, BOAT CLUB, CHENNAI | CHN4019 | Vodafone | Chennai | RT Pole
IN-1072623 | Gandhi Nagar - Redhills | 13.1967 | 80.1634 | NO.1/1905, KATTABOMMAN STREET, GANDHI NAGAR WEST, REDHILLS, CHENNAI-52.? | CHN1020 | Vodafone | Chennai | GBT
IN-1072652 | Kasimedu-N4 Police Station? | 13.1349 | 80.297 | DOOR.NO.2, MARKET FARM, 5TH STREET, NEW WASHERMENPET, CHENNAI -81 | CHN1283 | Vodafone | Chennai | RT Tower
IN-1072661 | Mannurpet | 13.1033 | 80.1732 | NO.1, D.A.SWAMY AVENUE, BHARATHI NAGAR, KORATTUR, CHENNAI-80 | CHN1296 | Vodafone | Chennai | RT Pole
IN-1072665 | Mambakkam? | 12.8272 | 80.1646 | NO.29 SAMUNDISHWARI COMPLEX, KELAMBAKKAM MAIN ROAD, MAMBAKKAM, CHENNAI-48? | CHN1300 | Vodafone | Chennai | GBT
IN-1072634 | Medavakkam - Jaladianpet? | 12.9153 | 80.1978 | NO.3/2,MAHESWARI NAGAR(PADMAVATHY NAGAR), JALADIANPET, MEDAVAKKAM, CHENNAI-600100? | CHN1199 | Vodafone | Chennai | GBT
IN-1072639 | Kelambakkam - Kovalam Road Junction? | 12.7862 | 80.2206 | NO.1/182, KOVALAM ROAD, KELAMBAKKAM, CHENNAI-603201? | CHN1248 | Vodafone | Chennai | RT Tower
IN-1072645 | Chetpet-Bridge | 13.073 | 80.2399 | NO 8, DASPURAM, MCNICOLS ROAD, CHETPET, CHENNAI - 31? | CHN1266 | Vodafone | Chennai | RT Pole
IN-1072646 | Tvk Industrial Estate? | 13.0154 | 80.2127 | NO.45/2, LABOUR COLONY, TVK IND EST., GUINDY , CHENNAI | CHN1267 | Vodafone | Chennai | RT Tower
IN-1072649 | Presidency College-Bharathi Salai? | 13.0577 | 80.2798 | NO.6, PYCRAFTS ROAD, BHARTHI SALAI, TRIPLICANE, CHENNAI-05. | CHN1279 | Vodafone | Chennai | RT Pole
IN-1072656 | Avadi - Poomphozil Nagar? | 13.1388 | 80.1105 | NO.S 21, ANNA STREET, POOMPHOZIL NAGAR, AVADI, CHENNAI - 62? | CHN1289 | Vodafone | Chennai | GBT
IN-1072663 | Panaiyur | 12.8882 | 80.2455 | OLD NO.3, NEW NO.10, K.M. THIRUMANAMANDAPAM, ECR ROAD, PANAIYUR, CHENNAI-603104 | CHN1298 | Vodafone | Chennai | RT Tower
IN-1072664 | Mugalivakkam Lalith Avenue? | 13.0191 | 80.1693 | NO.12, LALITH AVENUE EXTN, MUGALIVAKKAM VILLAGE, CHENNAI-116 | CHN1299 | Vodafone | Chennai | RT Tower
IN-1072671 | Harrington Road | 13.0698 | 80.2387 | SUDSUN LABELLE, HARRINGTON ROAD, CHETPET, CHENNAI? | CHN242 | Vodafone | Chennai | RT Pole
IN-1072684 | Subba Roa Avenue????? | 13.0667 | 80.245 | NO.37, COLLEGE ROAD, NUNGAMBAKKAM, CHENNAI-34?? | CHN980 | Vodafone | Chennai | RT Pole
IN-1117012 | Raj Bhavan? | 13.0111 | 80.2274 | RAJ BHAVAN, GUINDY, CHENNAI -32 | CHN4020 | Vodafone | Chennai | RT Pole
IN-1072628 | Ashok Nagar 11Th Avenue | 13.0309 | 80.2172 | NO.6B, 6C, 12TH AVENUE, ASHOK NAGAR, CHENNAI-83.??????? | CHN1106 | Vodafone | Chennai | RT Tower
IN-1072629 | Royapettah Clock Tower | 13.0575 | 80.2652 | NEW.NO.13, OLD.NO.7, WEST COTT ROAD, ROYAPETTAH, CHENNAI -14? | CHN1139 | Vodafone | Chennai | RT Tower
IN-1072672 | Srinivasapuram | 13.0194 | 80.277 | NO 15 GUNA BAKERY & SWEETS SRINIVASAPURAM MARKET PATTINAPAKKAM CHENNAI-28 | CHN4018 | Vodafone | Chennai | RT Pole
IN-1072651 | Selaiyur-Padmavathi Nagar | 12.9031 | 80.1463 | NO.1, 7TH CROSS STREET, MALLESWARI NAGAR, SELAIYUR (PO), CHENNAI-73.? | CHN1281 | Vodafone | Chennai | GBT
IN-1072667 | Karapakkam-2 | 12.9139 | 80.2322 | NEW NO.11 OLD NO.2/119, GANGAI AMMAN KOIL STREET, KARAPAKKAM, CHENNAI-96?? | CHN1302 | Vodafone | Chennai | GBT
IN-1072660 | Vengaivasal Main Road? | 12.9182 | 80.1713 | DOOR NO.39, AMMAN KOIL STREET, SANTHOSAPURAM, VENGAIVASAL, CHENNAI-73? | CHN1295 | Vodafone | Chennai | GBT
IN-1072635 | Pallavaram Gst Rd?? | 12.9714 | 80.1508 | NO.102, GST ROAD, PALLAVARAM, CHENNAI-43.????? | CHN1210 | Vodafone | Chennai | RT Tower
IN-1072640 | Mop Vaishnava College | 13.0559 | 80.2499 | BHAVANI MANSION, NO.3, 4TH LANE, NUNGAMBAKKAM, CHENNAI - 34 | CHN1250 | Vodafone | Chennai | RT Pole
IN-1072642 | Neelankarai-2? | 12.9533 | 80.2549 | NEW NO.2/622, OLD NO.3/426, EASR COAST ROAD, NEELANGARAI, CHENNAI-41. | CHN1256 | Vodafone | Chennai | GBT
IN-1072654 | Kamaraja Nagar-Avadi? | 13.1044 | 80.0933 | OLD NO.164, NEW NO.175, KAMARAJA NAGAR MAIN ROAD, KAMARAJAR NAGAR, AVADI, CHENNAI-71. | CHN1287 | Vodafone | Chennai | GBT
IN-1072662 | T.Nagar,Kannamapettai | 13.0311 | 80.2281 | OLD NO.30, NEW NO.18, CORPORATION NAGAR 2ND STREET, KANNAMAPETTAI, T.NAGAR, CHENNAI-17 | CHN1297 | Vodafone | Chennai | RT Tower
IN-1072683 | Kottur | 13.0141 | 80.2463 | OLD.NO.31/2, NEW.NO.59, PERUMAL KOIL STREET, KOTTUR, CHENNAI-85 | CHN978 | Vodafone | Chennai | RT Tower
IN-1072632 | Virugambakkam Natesan Nagar | 13.0592 | 80.1901 | NO.8/14, RAMALINGA NAGAR 2ND STREET, NATESAN NAGAR 5TH MAIN ROAD, VIRUGAMBAKKAM, CHENNAI - 92 | CHN1151 | Vodafone | Chennai | RT Tower
IN-1072650 | Perumbakkam Main Road | 12.9084 | 80.1982 | NEW NO.1/851, PERUMBAKKAM MAIN ROAD, PERUMBAKKAM, CHENNAI-100 | CHN1280 | Vodafone | Chennai | RT Tower
IN-1078623 | Sholinganallur-Village High Road | 12.9011 | 80.2323 | NO.674/1, NO.434, VILLAGE HIGH ROAD, SHOLLINAGNALLUR, CHENNAI-119. | CHN1320 | Vodafone | Chennai | RT Tower
IN-1078611 | Naval Coast Battery | 13.1201 | 80.2976 | NO.147/65,G.M.P.STREET,ROYAPURAM,CHENNAI.-600013. | CHN1500 | Vodafone | Chennai | RT Tower
IN-1078614 | Clock Tower1 | 13.1601 | 80.3056 | NO.115/1, PART IN NO.50/1, APPAR SAMY KOVIL STREET, THIRUVOTRIUR, CHENNAI.-19. | CHN1502 | Vodafone | Chennai | RT Tower
IN-1078612 | Thiruneelmalai | 12.9371 | 80.1131 | NO.1/21,BAJANAI KOIL STREET,K.K.PALAYAM,WEST TAMBARAM,CHENNAI-45. | CHN1352 | Vodafone | Chennai | RT Tower
IN-1078621 | Sholinganallur - Velu Street | 12.8955 | 80.2317 | NO.13, VELU STREET, SHOLINGANALLUR, CHENNAI - 600 119 | CHN1327 | Vodafone | Chennai | GBT
IN-1078618 | Pattabiram-2 | 13.1254 | 80.0784 | NO.51,S.P.V.HOUSE,DRIVERS COLONY,ANNA NAGAR,PATIBIRAM,CHENNAI-072. | CHN1333 | Vodafone | Chennai | RT Tower
IN-1078617 | Tollgate1 | 13.146 | 80.2989 | NO.189, THEGRAYAPURAM, THANGAL, THIRUVOTTIYUR, CHENNAI.-600019. | CHN1501 | Vodafone | Chennai | RT Tower
IN-1084177 | Perungudi Venkateshwara Nagar | 12.9615 | 80.2363 | NO.20, VEERA VANJINATHAN, 2ND ST, PERUNGUDI, CHENNAI - 600 096. | CHN1599 | Vodafone | Chennai | RT Tower
IN-1084520 | Vellacherry Baby Nagar | 12.977 | 80.232 | NO.14, PARK AVENUE, 3RD STREET, VELACHERY, CHENNAI - 600042 | CHN1198 | Vodafone | Chennai | RT Pole
IN-1084765 | Guindy-Nehru Nagar | 12.9954 | 80.2146 | NO.6, VEERA VANJINATHAN STREET, NEHRU NAGAR, GUINDY, CHENNAI - 600 032. | CHN1614 | Vodafone | Chennai | RT Tower
IN-1084490 | Chepaukkam | 13.0626 | 80.2774 | NEW.NO.36, OLD.NO.55, O.V.M.STREET, CHEPAUKKAM, CHENNAI -5 | CHN1379 | Vodafone | Chennai | RT Pole
IN-1084516 | Thandalam | 13.0182 | 80.0102 | S.NO.266/5,266/4B,265/5 & 265/1 MEVALURKUPPAM,KATTAGARAM REVENUE VILLAGE,SRIPERUMPUDUR TALUK,KANCHIPURAM DIST.- | CHN1264 | Vodafone | Chennai | GBT
IN-1084492 | Anakaputhur | 12.9849 | 80.1214 | NO.17, PANDIYAN STREET, DEVARAJ NAGAR, ANAKAPUTHUR, CHENNAI - 70 | CHN1534 | Vodafone | Chennai | GBT
IN-1085793 | Mathuravoil 2 | 13.0572 | 80.1611 | NO.1/4, KANNIAMMAN NAGAR MAIN ROAD, MATHURAVOIL, CHENNAI - 600 095 | CHN1381 | Vodafone | Chennai | RT Tower
IN-1084126 | Ernavoor1 | 13.1825 | 80.3012 | NO.13A, NETHAJI ST, MURUGAPPA NAGAR, MANALI EXPRESS ROAD, ERNAVOOR, CHENNAI-57 | CHN1504 | Vodafone | Chennai | RT Tower
IN-1084503 | Kottivakam Kuppam | 12.9691 | 80.2637 | NO.3/646,1ST CROSS STREET, KAVERI NAGAR, KOTTIVAKKAM, CHENNAI - 600041. | CHN1340 | Vodafone | Chennai | RT Pole
IN-1085792 | Krishnampet-Triplicane | 13.0493 | 80.2749 | NO.45/91,IRUSAPPA STREET,TRIPLICANE,CHENNAI-5 | CHN1318 | Vodafone | Chennai | RT Pole
IN-1087135 | Vadapalani | 13.0598 | 80.2149 | NEW NO.45, OLD NO.19B, TAMILAR STREET, PADMANABA NAGAR, CHOOLAIMEDU, CHENNAI-94 | CHN1377 | Vodafone | Chennai | RT Tower
IN-1085791 | Sholinganallur - Nehru Street | 12.9081 | 80.2332 | NO.521, VILLAGE HIGH ROAD, SHOLINGANALLUR, CHENNAI - 600 119 | CHN1325 | Vodafone | Chennai | RT Tower
IN-1087136 | Moolakkadai-Junction | 13.129 | 80.2415 | NO.100, MADHAVARAM HIGH ROAD, MOOLAKADAI JUNCTION, CHENNAI - 60 | CHN1338 | Vodafone | Chennai | RT Pole
IN-1072638 | Nelson Manickam Road-2 | 13.0726 | 80.2215 | OLD.NO.104, NEW.NO.23, NELSON MANICKAM ROAD, AMINJIKARAI, CHENNAI-29??? | CHN1238 | Vodafone | Chennai | RT Tower
IN-1072669 | Veerapuram - Avadi? | 13.1834 | 80.0899 | NO.36, JAYANTHI NAGAR, VEERAPURAM, AVADI, CHENNAI-55 | CHN1305 | Vodafone | Chennai | GBT
IN-1097336 | Wall Tax Road | 13.0864 | 80.2754 | OLD.NO.174/C,NEW.NO.406, WALLTAX RAOD, CHENNAI-3. | CHN4029 | Vodafone | Chennai | RT Pole
IN-1097309 | Reddy Kuppam Street | 13.0257 | 80.2242 | NO.23,REDDYKUPPAM ROAD,SAIDAPET,CHENNAI-15. | CHN1661 | Vodafone | Chennai | RT Pole
IN-1097314 | Kundrukadu_Kovalam | 12.7957 | 80.241 | SMT.MOHANAMBAL/MR.HARIKISHNAN/MR.SRINIVASAN,S.NO.12/7PLOT NO.210,KUNNUKADU,NEAR ALAMARAM,ECR,KOVALAM, POST,CHENGALPATTU TALUK,KANCHEEPURAM DIST.-603112.PH:9444612647 | CHN1643 | Vodafone | Chennai | GBT
IN-1099707 | Thiruporur | 12.7224 | 80.187 | NO.88.I.T. HIGHWAY ROAD,OPP.TIRUPORUR BUS STAND,THIRUPORUR,CHENNAI-603110. | CHN1363 | Vodafone | Chennai | GBT
IN-1099830 | Nagaratham Theru_Koilambakkam | 12.9535 | 80.194 | RAMESH, NO.277, ANNA NAGAR 8TH ST, MADIPAKKAM, CHENNAI -91. M 9444325994 | CHN1618 | Vodafone | Chennai | RT Tower
IN-1099864 | Padur | 12.8105 | 80.2277 | MR. MADHAVA RAO, NEXT TO KAZIPUTHUR BUS STOP, OPP TO INDIAN OIL PETROL BUNK, OMR ROAD, KAZIPUTHUR, PH: 9840093141 | CHN1548 | Vodafone | Chennai | GBT
IN-1100035 | Snnabhukolattur | 12.949 | 80.1951 | MR. RAJENDRAN, ARAVIND WATER SUPPLY,D.NO.342,200FT PERUNGUDI-PALLAVARAM ROAD,NEAR SERVO HYDRALIC SYSTEMS,SNNABHUKOLATTUR,CHENNAI-600117 PH: 9380627457 | CHN1553 | Vodafone | Chennai | RT Tower
IN-1100045 | Manimangalam Road_Mudichur | 12.9152 | 80.0686 | NO.54, PRIYA NAGAR MAIN RD, URAPAKKAM, CHENNAI | CHN1593 | Vodafone | Chennai | RT Tower
IN-1100052 | Adanoor_Urapakkam | 12.8689 | 80.0574 | NO.2/14, J.R.K. NAGAR, M.G.NAGAR 5, 3RD STREET, ADANOOR, MADAMBAKKAM, CHENNAI-202 | CHN1628 | Vodafone | Chennai | GBT
IN-1099604 | Vettuvankeni-2 | 12.9368 | 80.2494 | SRI.K.ANAND, PLOT NO: 3, KRISHNA BRINDHAVANAM,1ST AVENUE, VETTUVANKANI, CHENNAI - 41, MOB: 94442 88780 | CHN1329 | Vodafone | Chennai | RT Tower
IN-1099850 | Butt Rd_St.Thomas Mount | 13.0073 | 80.2018 | MR.SRIRAM,EJR ENCLAVE NO. 140. BUTT ROAD,OPP TO? HIET COLLEGE, CHENNAI, MOB: 9840150450 | CHN1539 | Vodafone | Chennai | RT Pole
IN-1099701 | Minjur | 13.2928 | 80.2182 | NO.89, JOTHI NAGAR POST, PONNERI - 601 203. | CHN1359 | Vodafone | Chennai | GBT
IN-1100128 | Veerabhadra St._Nungambakkam | 13.0551 | 80.2443 | MR. SARAVANAN - NUNGAMBAKKAM, OLD NO. 20, NEW NO. 35, VEERABADRAN STREET, CHENNAI - 600 034, M : 9841290336 | CHN1572 | Vodafone | Chennai | RT Pole
IN-1078620 | Kodungayur | 13.1277 | 80.2703 | NO. 204/3, MANALI SALAI, KODUNGAYUR, CHENNAI.-118. | CHN1507 | Vodafone | Chennai | RT Tower
IN-1099631 | Karnodai | 13.2547 | 80.1716 | NO.1/72,/1/130,THIRUVALLUVAR STREET,ORAKADU POST,PONNERI TALUK,CHENNAI | CHN1341 | Vodafone | Chennai | GBT
IN-1099660 | Vandalur-Otteri | 12.8824 | 80.0765 | MR.DINAKAR, NO :1/7, VINAYAKAR KOIL STREET, OTTERI EXTENSION, VANDALUR,CHEANNAI-48. M - 9600195528,044- | CHN1354 | Vodafone | Chennai | RT Tower
IN-1099853 | Thirumulaivoil Sri Nagar Colony | 13.1201 | 80.1368 | MR. MOORTHY SREE NM MAHAL,. NO.1, SOLEMBED ROAD THIRUMULLAIVOYAL CHENNAI - 600 062 M - 9840324686 | CHN1541 | Vodafone | Chennai | RT Tower
IN-1099862 | Kunrathur | 12.9912 | 80.0955 | 30A, 4TH STREET, MURUGAN KOIL MAIN ROAD, KUNDRATHUR, CH-69 | CHN1625 | Vodafone | Chennai | GBT
IN-1006830 | Cdn Nerkundram | 13.0627 | 80.1797 | NO.97, PATEL ROAD, CELLIAMMAN NAGAR, NERKUNDRAM, CHENNAI-107 | CHN1035 | Vodafone | Chennai | RT Tower
IN-1099610 | SRM University | 12.8281 | 80.0436 | NO.54, G.S.T.MAIN ROAD, THAILAVARAM, KATTANKOLATHUR, CHENNAI - 203 | CHN1331 | Vodafone | Chennai | RT Tower
IN-1099788 | Pammal | 12.9774 | 80.1325 | MRS. MEENA,NEW NO.9,MANJAN ST. POSUMPON NAGAR,PAMMAL,CHENNAI-75 | CHN1511 | Vodafone | Chennai | RT Tower
IN-1099804 | Nolumbur | 13.0761 | 80.1645 | NO.17/A, ANUSHA STREET, V.G.N.NAGAR, PHASE-II, NOLUMBUR, CHENNAI - 95 | CHN1522 | Vodafone | Chennai | RT Tower
IN-1099848 | Vadakadampadi | 12.6106 | 80.1495 | MR. SUNDAR D NO.18, PILLAYAR KOIL STREET VADAKADAMBADI POST MAHABALIPURAM (VIA)KANCHIPURAM - 603 104 M : 9176035905 PH : 27442915 | CHN1537 | Vodafone | Chennai | GBT
IN-1099851 | Ayyapakkam | 13.107 | 80.1316 | MR. MANNIYAN NO.1698, TAMIL NADU HOUSING BOARD AYYAPAKKAM CHENNAI - 600 077 . MOB - 9710608512 & CONCILOR NO - 94445 64353. | CHN1540 | Vodafone | Chennai | RT Tower
IN-1099759 | Padi | 13.0911 | 80.1831 | MR. SUDHARSHAN NO.6/28,KAMARAJ FORTH CROSS STREET SRINIVASA NAGAR PADI CHENNAI - 600 050 M : 9444340113 | CHN1395 | Vodafone | Chennai | RT Tower
IN-1006859 | Kolathur- Teachers Colony | 13.1304 | 80.2023 | NO.9, KADDAPPA ROAD, TEACHERS COLONY, LAKSHMIPURAM, KOLATHUR, CH-99 | CHN1110 | Vodafone | Chennai | RT Tower
IN-1100048 | Mariyamman Koil Theru_Manapakkam | 13.0119 | 80.1656 | 1/185 MARIAMMAN KOIL STREET, MANAPAKKAM,CHENNAI-600 116 | CHN1374 | Vodafone | Chennai | RT Tower
IN-1100049 | Easwaran Koil Theru_Vandalur | 12.894 | 80.0792 | 1/135, EASWARAN KOIL STREET, VANDALUR, CH-48 | CHN1378 | Vodafone | Chennai | GBT
IN-1099980 | Pallavaram-Perumal Ngr | 12.9568 | 80.1751 | NO.87/11, 2ND MAIN ROAD, PERUMAL NAGAR, OLD PALLAVARAM, CHENNAI-117. | CHN1654 | Vodafone | Chennai | GBT
IN-1099986 | Voc Nagar_Pullianthope | 13.1058 | 80.2611 | NO.1 V.O.C. NAGAR, 7TH STREET, PULIANTOPE, CHENNAI-600 012. | CHN1657 | Vodafone | Chennai | RT Pole
IN-1100051 | Ramakrishna Nagar_Porur | 13.0261 | 80.1555 | MR.ANBALAGAN?D.NO.24.ARIVARASAN ST, ?RANGANATHAN NAGAR,PORUR, CH - 116.?(NEAR CHILDREN PLAY GROUND) G+1 BLDG.9444111260 | CHN1607 | Vodafone | Chennai | RT Tower
IN-1100075 | Kanakam Medavakam_Goodavanchery | 12.8488 | 80.0423 | NO.54, SRILAKSHMI NARAYANA NAGAR, MADAMPAKKAM, CHENNAI -202 | CHN1674 | Vodafone | Chennai | RT Tower
IN-1100078 | Kulakarai St_Medavakam | 12.9235 | 80.1899 | MR. ANITHA PUSHPARANI, PLOT NO. 9, DAWOOD NAGAR MEDAVAKKAM CHENNAI - 600 100 M : 9840102135 | CHN1675 | Vodafone | Chennai | RT Tower
IN-1100093 | Old Pallavaram | 12.9636 | 80.1732 | NO.91, UNION CARBOTE COLONY, OLD PALLAVARAM, CHENNAI - 117 | CHN1684 | Vodafone | Chennai | RT Tower
IN-1100111 | Th Road_Thondiarpet | 13.1257 | 80.2892 | OLD NO. 615, T.H ROAD, TONDIARPET, CH-81, | CHN1693 | Vodafone | Chennai | RT Tower
IN-1099715 | Thuraipakkam2 | 12.9452 | 80.2394 | 2/A225 ITI ROAD, SAKTHI NAGAR, OLD MAHABALIPURAM ROAD, THURAIPAKKAM, CH -96, | CHN1368 | Vodafone | Chennai | RT Tower
IN-1101396 | Vinayaka Nagar | 12.9749 | 80.1208 | MR. A. KALAIARASAN, DOOR NO. 280/2, VINAYAKA NAGAR, ANAKAPUTHUR, CHENNAI 70 M - 94440 63020 | CHN1609 | Vodafone | Chennai | GBT
IN-1101405 | Nanmangalam- Perumal Street | 12.9356 | 80.1786 | MR. A. CHELLAPANDI, 255, THULUKKANATTAMMAN KOIL STREET, NANMANGALAM, CHENNAI-600 117. PHONE:94441 08762. | CHN1612 | Vodafone | Chennai | RT Tower
IN-1100036 | Jalladiyanpet_Pallikaranai | 12.9225 | 80.2034 | NO.1/72, PILLAIYAR KOIL ST, JALLADIYANPET, CHENNAI -100. | CHN1558 | Vodafone | Chennai | RT Tower
IN-1099896 | China Kovilambakkam | 12.9448 | 80.1832 | NO.3, MEDAVAKKAM MAIN ROAD, VEERAMANI NAGAR, CHINNA KOVILAMBAKKAM, CHENNAI-117 | CHN1642 | Vodafone | Chennai | RT Tower
IN-1099910 | Varadammal Garden | 13.0903 | 80.2458 | DOOR NO.96/97, VARADHAMMAL GARDEN MAIN STREET, KELLYS, CHENNAI-10 | CHN1648 | Vodafone | Chennai | RT Tower
IN-1099991 | Venkatewara Colony_Kodungaiyur | 13.1445 | 80.2443 | MR. N.KARUNAKAR, 32, VENKATESWARA COLONY IST STREET, KODUNGAIYUR, CH -118 PH: 9444034594 | CHN1659 | Vodafone | Chennai | RT Tower
IN-1101326 | Saligrammam Devaraj Nagar | 13.0583 | 80.2039 | MR.RAMASWAMY, INDHIRA GANDHI STREET, SALIGRAMAM, CHENNAI - 99, MOB: 9445283670 | CHN1584 | Vodafone | Chennai | RT Pole
IN-1101342 | Peergankkavanai | 12.9105 | 80.1015 | MR. P.SUNDARARAJAN, NO.5, KANAGAMBARAM STREET, KK NAGAR, PEERKKANKARAI, CHENNAI-63 | CHN1557 | Vodafone | Chennai | RT Tower
IN-1101388 | Kannapan Koil St- Trisulam | 12.9702 | 80.1656 | NO.7, VENKATESH AVENUE, KANNAPIRAN KOIL ST, TRISULAM, CHENNAI - 43 | CHN1605 | Vodafone | Chennai | GBT
IN-1099331 | Kaveri Nagar_Tiruverkadu | 13.078 | 80.1254 | NO.1, KAVERI NAGR, KOLADI MAIN ROAD, THIRUVERKADU, CH-77 | CHN1698 | Vodafone | Chennai | GBT
IN-1099751 | Pattabiram_South | 13.1047 | 80.0571 | MR. DHARMALINGAM .NO.3? KAVIBHARATHI ST ANNAIKATTU CHERI,THANDURAI ROAD,PATTABIRAM | CHN1392 | Vodafone | Chennai | GBT
IN-1099861 | Velachery_Tnhb Colony | 12.9878 | 80.2189 | NO. 23/9, DHROPATHI AMMAN KOIL, 1ST CROSS, 100 FEET, BYE PASS ROAD, VELACHERY, CHENNAI-42, | CHN1546 | Vodafone | Chennai | RT Tower
IN-1100124 | Chithadmi Pet | 13.0781 | 80.271 | MR. S.B. KANNAN SHA, NEW NO.13/ OLD NO.7, SWAMY NAICKEN STREET, CHINDADRIPET, CH-02, PH: | CHN1569 | Vodafone | Chennai | RT Tower
IN-1099868 | Cholavaram Central | 13.2217 | 80.168 | MR. SATHYA RAJ ADHITHAN, FARM GNT RD, VIJAYA NALLUR, CHOLAVARAM, CH-067 PH: 9444070958 | CHN1550 | Vodafone | Chennai | GBT
IN-1101355 | Essa Pallavaram | 12.9748 | 80.1464 | OLD.NO.27, NEW.NO.11, ABDUL FAROOK SAHIB STREET, ESSAPALLAVARAM, CHENNAI | CHN1556 | Vodafone | Chennai | RT Tower
IN-1099310 | Rajeswari Nagar_Porur | 13.0379 | 80.1607 | NO.68, OLD 202A, ARCOT ROAD, PORUR, CHENNAI | CHN1695 | Vodafone | Chennai | RT Pole
IN-1099748 | Alapakkam | 13.0418 | 80.1681 | MR.GANGADHARAN,RAJALAKSHMI STORE ,NO.1/40,PERUMAL KOIL STREET,ALAPPAKKAMCHN-116 | CHN1390 | Vodafone | Chennai | RT Tower
IN-1099826 | Ramapuram- Kambar Salai | 13.0344 | 80.1734 | MR.PERIYASWAMY, NO.6, NARAINGA PERUMAL KOIL STREET, RAMAPURAM, CHENNAI-89 PH: 9710357918 | CHN1616 | Vodafone | Chennai | RT Tower
IN-1100107 | Koyambedu_Southmada St | 13.0735 | 80.1983 | MR.KANNIAPPAN, 13/32, SIVAN KOIL ST, KOYAMBEDU - CHENNAI104 TEL -? 24795858 | CHN1691 | Vodafone | Chennai | RT Tower
IN-1101400 | Periamet | 13.0823 | 80.2679 | MR. S.K SRINIVASAN OLDNO.28, NEW NO.8, CUDDAPAH RANGAIH STREET PERIAMET (MURALI LODGE),CHENNAI-600003 PH: 9940232466, 9884433654 | CHN1611 | Vodafone | Chennai | RT Pole
IN-1101319 | Puzhal Junction | 13.1586 | 80.2045 | NO.7/11, DR.AMBEDKAR STREET, PUZHAL JUNCTION, CHENNAI - 66 | CHN1580 | Vodafone | Chennai | GBT
IN-1101367 | Byengavasal | 12.9005 | 80.1685 | MR.SHASHI KUMAR / HARI, NO 1/17, BAJANI KOVIL STREET, VENGAI VASAL, CHENNAI - 600 073, MOB 9841277139 / 9381777139 | CHN1597 | Vodafone | Chennai | RT Tower
IN-1247613 | Mandhavali | 13.0305 | 80.2643 | S.NO.3559/18,OLD NO.16/1, NEW NO.31/1,V.C.GARDEN,2ND STREET, MANDHAVELI, CHENNAI-600028 | CHN1391 | Vodafone | Chennai | RT Pole
IN-1099790 | Ekattuthangal | 13.0252 | 80.2036 | NO.10/1, KALAIMAGAL NAGAR, 1ST ST, EKKATUTHANGAL, CHENNAI - 97 | CHN1513 | Vodafone | Chennai | RT Tower
IN-1100099 | Chengamal_Kelambakkam | 12.7738 | 80.2129 | MR. P.VENUGOPAL, 1/219, ESWARAN KOVIL STREET, CHENGAMMAL, THARUR, KELAMBAKKAM (P.O), CHENNAI | CHN1686 | Vodafone | Chennai | GBT
IN-1100017 | Anthony Nagar_Annanur | 13.1177 | 80.1191 | SIVAKUMAR, PLOT NO.I,1,3RD CROSS STREET,ANTHONY NAGAR,ANNANUR,CHENNAI-600109 PH: 9840786273 | CHN1669 | Vodafone | Chennai | RT Tower
IN-1100083 | Sanjiv Gandhi Nagar | 12.9593 | 80.1485 | MR. SIVASUBRAMANIAN, NO 5,KANNAN NAGAR EXTN,NEAR VAISHNAVA COLLEGE, CHROMPET, CHENNAI. - MOB - 98403 37676 & 9443171600. | CHN1677 | Vodafone | Chennai | RT Tower
IN-1101360 | Vysarpadi - Avai Nagar | 13.1102 | 80.2569 | MR.M.BALAJI, NO: 12, AVVAI NAGAR, II STAGE, VIYASAR NAGAR, CHENNAI - 39, MOB: 9789857069 / 9381049269 / 044-25522280 | CHN1536 | Vodafone | Chennai | RT Tower
IN-1084161 | Redhills Sholavaram Junction | 13.1931 | 80.1837 | OLD.NO.248, NEW.NO.243, G.N.T ROAD, REDHILLS, CHENNAI -57 | CHN1551 | Vodafone | Chennai | RT Tower
IN-1101410 | Ramapuram Venkateshwara Nagar | 13.0291 | 80.1746 | NO.338, 14TH STREET, VENKATESHWARANAGAR, CHENNAI - 89, | CHN1615 | Vodafone | Chennai | RT Tower
IN-1084497 | Guduvancherry | 12.8297 | 80.0736 | NO.17, PARAMESHWARI NAGAR, NANDIVARAM, GUDUVANCHERY, CHENNAI - 202 | CHN1529 | Vodafone | Chennai | GBT
IN-1108945 | Kubera Nagar Extension | 12.9564 | 80.204 | MR. R SUBRAYAN NO.338, KUBERA NAGAR EXTENSION 11TH STREET, MADIPAKKAM CHENNAI - 600 091 M: 9841446612 | CHN1706 | Vodafone | Chennai | GBT
IN-1108979 | Poonamali High Road | 13.0486 | 80.1047 | DEVADOSS, NO.7/28A, JAMES MAIN ST, POONAMALLEE, CHENNAI-56. M : 98415 91809 / 9841591805. | CHN1219 | Vodafone | Chennai | RT Tower
IN-1108942 | Echankadu | 12.8209 | 80.2026 | MR.E.SRINIVASAN, NO: 4/56, M.R.RADHA ROAD, ECHAN KADU, CHENNAI-117, MOB: 9840759350 | CHN1703 | Vodafone | Chennai | GBT
IN-1108943 | Ponmar | 12.8573 | 80.1729 | PONNAPPAN, NO.2/3, NEW 190/1, BIG ST, PONMAR ST, CHENNAI -48. M : 9884753798. | CHN1704 | Vodafone | Chennai | GBT
IN-1108940 | Ram Nagar_Velachery | 12.9724 | 80.2151 | MR.SABAPATHI PLOT NO.154, D.NO.20, RAMNAGAR 5TH STREET NORTH EXTN,VELACHERY, CH -42. CONT NO. 94438 30464. | CHN1702 | Vodafone | Chennai | GBT
IN-1108935 | Vekatarama Nagar_Korattur | 13.1107 | 80.1803 | MR.R.KRISHNAMURTHY, NO.992, 42ND STREET, PERIYARNAGAR, KORATTUR, CHENNAI -80, MOB: 9345158963 | CHN1700 | Vodafone | Chennai | RT Pole
IN-1108964 | Chitlapakkam | 12.9343 | 80.165 | NO.433B, 1ST MAIN ROAD, THIRUMALAI NAGAR, CHEMBAKKAM VILLAGE, TAMBARAM, CHENNAI -64 | CHN1121 | Vodafone | Chennai | RT Tower
IN-1112653 | Kummanur | 13.2194 | 80.197 | SUNDAR, NO.203. GANDHI ROAD, KUMMANUR, CHENNAI -52. M : 99415 98591. | CHN1350 | Vodafone | Chennai | GBT
IN-1117607 | Perambur Jai Beam Nagar | 13.1181 | 80.2379 | NO.141, JAI BEAM NAGAR, SEMBIAM, CHENNAI - 600 011 | CHN1337 | Vodafone | Chennai | RT Tower
IN-1097305 | Vengattammal Samathi Street | 13.0915 | 80.2513 | NO.16/1,VENKATAMMAL STREET,PURASAIWAKKAM,CHENNAI-07. | CHN1649 | Vodafone | Chennai | RT Pole
IN-1098163 | Pudupedu | 12.9748 | 80.0465 | S.AKIL NAIDU, SRIRAM NAGAR, BALAN MAIN ROAD, SRIPERUMBUDUR MAIN ROAD, PUDUPEDU, CHENNAI -69. M : 9962947988(RAVI) | CHN1690 | Vodafone | Chennai | GBT
IN-1118416 | Oorapakkam | 12.8578 | 80.0765 | NO.18, SIVASAMI STREET, IYYENCHERRY, URAPAKKAM, KANCHI 603 202 | CHN1738 | Vodafone | Chennai | RT Tower
IN-1117587 | Periyar Nagar-Kundrathur | 12.9831 | 80.0616 | OLD.NO.2/74, NEW.NO.2/187, NANDAPAKKAM ALAGESAN NAGAR MAIN ROAD, KUNRATHUR, CHENNAI -69 | CHN1308 | Vodafone | Chennai | GBT
IN-1117605 | Broadway - Thatha Muthappan St? | 13.0943 | 80.2851 | NO.14/71, PALANI ANDAVA MUTHU RAJA COMPLEX, THATHA MUTHIYAPPAN ST, KOTHAWALCHAVADI, CHENNAI - 600 001 | CHN1594 | Vodafone | Chennai | RT Tower
IN-1099643 | Ring Road Madhavaram | 13.1555 | 80.2241 | MR. GANESAN NO. 9, NEHRU STREET MADHAVARAM CHENNAI - 600060 | CHN1348 | Vodafone | Chennai | GBT
IN-1117584 | Somamangalam?? | 12.9542 | 80.0423 | NO.3/57, SOMAMANGALAM MAIN ROAD, MELATHUR, CHENNAI | CHN1307 | Vodafone | Chennai | GBT
IN-1099657 | Urapakkam | 12.8657 | 80.0798 | MR.PURUSHOTHAMMAN, NO: 8, IYYENCHERRY, OORAPAKKAM, KANCHI - 603210, MOB: 9841537167 / 9710064308 | CHN1353 | Vodafone | Chennai | RT Tower
IN-1099894 | A.Kattur- Rajiv Gandhi Road | 12.8339 | 80.2277 | PERIYAR STREET, A.KATTUR VILLAGE, PADUR ( P.O), KANCHEEPURAM 603 103. | CHN1641 | Vodafone | Chennai | RT Tower
IN-1117582 | Jai Nagar Hastinapuram | 12.9423 | 80.1558 | NO.3, KAMALAYAM, 2ND STREET, JAIN NAGAR, HASTINAPURAM, CHENNAI - 600044. | CHN1617 | Vodafone | Chennai | RT Tower
IN-1100086 | Indain Bank Colony-Ambattur | 13.1158 | 80.1614 | NO.5/1, 3RD STREET, INDIAN BANK COLONY, AMBATTUR, CHENNAI-53, | CHN1679 | Vodafone | Chennai | GBT
IN-1117610 | Old Napalayam? | 13.2343 | 80.2744 | NO.11, PERUMAL KOIL ST, EKKAL COLONY,PONNERI HIGH ROAD, MANALI NEW TOWN, CHENNAI-103. | CHN1258 | Vodafone | Chennai | GBT
IN-1120488 | Anakaputtur | 12.9794 | 80.1234 | B.PALANI, O.NO.82, N.NO.29, SARASWATHI STREET, PARI NAGAR, ANAKAPUTHUR, CHENNAI-70 | CHN1734 | Vodafone | Chennai | GBT
IN-1120514 | Guduvanchery Busstand | 12.8482 | 80.059 | MR. GANAPATHY PLOT. NO. 7 & 8,? KANIAPPA NAGAR, (RAILWAY TRACK FACING FLAT BEHIND OPTION 1 & 2) PHONE :92831 35008 / 94444 59152? | CHN1742 | Vodafone | Chennai | GBT
IN-1120513 | Manali Main Road | 13.1772 | 80.2479 | 87, APPOLLO AVMSTRONG NAGAR, CHINNA MATHUR, MANALI, CHENNAI 68 | CHN1741 | Vodafone | Chennai | RT Tower
IN-1120546 | Katupakkam | 13.0461 | 80.1284 | K.KUMARESAN, 4/3, PERUMAL KOIL STREET, KATUPAKKAM, AMBATTUR TALUK, THIRUVALLUR DIST, CHENNAI - 56. M : 9841888867. | CHN1727 | Vodafone | Chennai | GBT
IN-1120553 | Astalakshmi Nagar_Velachery | 12.9854 | 80.2139 | MR.ARUN KUMAR PLOT NO.2,DOOR NO:8B,1ST ST,RADHA NAGAR VELACHERY, CHENNAI-42,PH-9380206301 | CHN1730 | Vodafone | Chennai | RT Tower
IN-1120566 | M.G.R. Nagar | 12.886 | 80.149 | MR. DAMODARAN NO.2/96, VALMIKI STREET? AGARAM THEN M G R NAGAR? CHENNAI - 600 073 M : 9445293885 | CHN1752 | Vodafone | Chennai | GBT
IN-1120544 | Krishna Nagar_Palavakkam | 12.5746 | 80.1505 | RAMU, PLOT NO.3/853, 7TH STREET, KRISHNA NAGAR, PALAVAKKAM CH-41 PH: 9840198500 | CHN1726 | Vodafone | Chennai | RT Tower
IN-1120548 | Writer Street_Poonamalli | 13.0417 | 80.1094 | MR.T.G.BALAJI, NO.15/21,WRITER STREET,CONTONMENT,POONAMALLI,CHENNAI-56, 9841118258 | CHN1728 | Vodafone | Chennai | GBT
IN-1120565 | Kattubaman Street | 12.902 | 80.1021 | MR. SAMPURNAM NO,630/345, KATTABOMMAN STREET PERUNGALATHUR KAMARAJAPURAM CHENNAI - 600063 M: 9841042077 | CHN1751 | Vodafone | Chennai | GBT
IN-1101313 | Pulianthope - Veeracheety Street | 13.1009 | 80.2655 | NO.66, O.NO.6/3, PARATHASARATHY STREET, PULIANTHOPE, CHENNAI-600012, | CHN1578 | Vodafone | Chennai | RT Pole
IN-1247618 | Kodungaayur2 | 13.1352 | 80.2384 | MR.ARUM PAWAN, 81, KKR NAGAR, MADHAVARAM HIGH ROAD, CHENNAI 60 M -9789801718 | CHN1722 | Vodafone | Chennai | RT Tower
IN-1120510 | Korrukupet | 13.1219 | 80.2829 | MR. RAMASWAMY, NO.17/47, A G GARDEN , 2ND STREET, KORRUKKUPET,CHENNAI? 600 021PH : 65698695 | CHN1740 | Vodafone | Chennai | RT Tower
IN-1120542 | Pandiyan Salai_Neelagarai | 12.9494 | 80.25 | MR.SELVAM, MR.ANAND & MR.SHANKAR, PLOT NO: 40C, HOUSE NO: 3/447, CANAL ROAD, PANDIAN SALAI, SARASWATHI NAGAR, NEELAGARAI, CHENNAI - 41, MOB: 9840767222 | CHN1724 | Vodafone | Chennai | GBT
IN-1120564 | Lakshmi Nagar | 12.9033 | 80.0666 | MRS. SHAMSUDEEN BEGAUM PLOT NO.59, LAKSHMI NAGAR 3RD MAIN ROAD,MUDICHUR TAMBARAM CHENNAI - 600 048 M : 9444736308 | CHN1750 | Vodafone | Chennai | RT Tower
IN-1126942 | Vangdapuram | 13.1217 | 80.1593 | MR. LINGANATHAN, NO.15, VANNIYAR STREET, VENKATAPURAM, AMBATTUR, CHENNAI-53. MOB:9444359349 | CHN1744 | Vodafone | Chennai | RT Tower
IN-1126934 | M.C.Nagar_Chitlapakkam | 12.9384 | 80.1461 | MRS. PONNI, OLDNO, NEW NO17, MC NAGAR 3RD MAIN ROAD, CHITLAPPAKKAM CH-64 PH: 22236175 | CHN1736 | Vodafone | Chennai | GBT
IN-1127246 | Thiruneermalai Main Road | 12.9611 | 80.1414 | MR. BASKAR,7/7, TIRUNEERMALAI, MAIN ROAD, CHROMEPET CH-44 PH:9444363672 | CHN1766 | Vodafone | Chennai | RT Tower
IN-1126931 | Mettupakkam_Thuraipakkam | 12.9381 | 80.2406 | MR.LINGAM,NO.3/217,RAJIV GARDEN,MATTUKUPPAM,THURAIPAKKAM,CHENNAI-96 | CHN1721 | Vodafone | Chennai | RT Pole
IN-1127291 | Vinobhaji Nagar-Hasthinapuram | 12.9374 | 80.1509 | MR. DILLI BABU NO.340, 8TH STREET VENKATRAMAN NAGARHASTINAPURAM, CHENNAI :64 M : 9445.70419 PH : 22235623 | CHN1782 | Vodafone | Chennai | GBT
IN-1127418 | Padur Omr | 12.7966 | 80.2228 | MR. HARISH D NO. OMR ROAD NEAR CHETTINAD HOSPITAL PADUR - 600 103 M : 98412 28025 | CHN1799 | Vodafone | Chennai | RT Tower
IN-1127412 | Pvv Road-Old Pallavaram | 12.9602 | 80.1657 | MR. NARASIMHAN, NO27, P.V.V. ROAD, OLD PALLAVARAM, CH-117 PH: 9884899383 | CHN1792 | Vodafone | Chennai | GBT
IN-1126933 | Anna Salai Nagalkeni-Chrompet | 12.9642 | 80.1341 | SUDARSON, NO.52, ANNA SALAI NAGALKENI, CHROMPET, CHENNAI -44. M? 9444030088. | CHN1735 | Vodafone | Chennai | RT Tower
IN-1127287 | Sakthi Nagar | 12.9186 | 80.0962 | MR. G RAMU NO.9, 3RD STREET SAKTHI NAGAR TAMBARAM WEST,CHENNAI - 600 045? M : 9941212400 | CHN1777 | Vodafone | Chennai | GBT
IN-1127414 | Raghavendra Nagar_Anagaputtur | 12.9852 | 80.1327 | MR. VIJAYAKUMAR PLOT NO.48, 4TH STREET GURUSWAMY NAGAR ANAKAPUTHUR,CHENNAI - 600 070 M : 9003010463 M : 9840310545 | CHN1794 | Vodafone | Chennai | RT Tower
IN-1131387 | Manali | 13.166 | 80.2524 | MR.BALAJI, NO41,KAMARAJARSALAI, PERAIYATHOPPU, NEW MGR NAGAR, MANALI,CH-69 - 938023622 | CHN1366 | Vodafone | Chennai | RT Tower
IN-1127285 | Lakshmipuram | 12.9272 | 80.0993 | MR. S.M.SEKAR, NO.3, & 1, 13TH STREET, LAKSHMIPURAM EXTN,NEAR MAHALAKSHMI NAGAR, WEST TAMBARAM, CH-45, PH: 9840511836 | CHN1776 | Vodafone | Chennai | RT Tower
IN-1126946 | Angenna Raddy Street | 13.0914 | 80.1535 | S.ARULSAMY, NO.13, MARIAMMAN KOIL ST., AMBATTUR KUPPAM, CHENNAI-58 M: 9940404995 | CHN1745 | Vodafone | Chennai | RT Tower
IN-1127243 | Vaidyalingam Salai_Chitlapakkam | 12.9292 | 80.1415 | MR. BEEJOY THOMAS, PLOT NO.5, VAIDHYALINGAM SALAI, OPP VIOLET SCHOOL GATE, CHITLAPAKKAM, CH-64 PH:9841071789 | CHN1765 | Vodafone | Chennai | RT Tower
IN-1127249 | Bharathi Salai_Ramapuram | 13.0311 | 80.1802 | MR. NAKEERAN, PLOT NO 23, DOOR NO 5/6, 2ND MAIN RD, MULLAI NAGAR, RAMAPURAM, CH-87 PH: 9445356533 | CHN1767 | Vodafone | Chennai | RT Tower
IN-1127716 | Palazavanthangal - Thillai Ganga Nagar | 12.9886 | 80.1905 | MS. SHANTHI NO.1, 38TH STREET OPP. B M HOSPITAL,THILLAI GANGA NAGAR, NANGANALLUR CHENNAI - 61 M : 9444147172 | CHN1180 | Vodafone | Chennai | RT Tower
IN-1134528 | Vignesh Nagar-Keragambakkam | 13.0054 | 80.1362 | MR. SAYED IBRAHIM, NEW NO.2/426, BHARATHI NAGAR, KERUGAMBAKKAM, CH-602101 PH: 9710650346 | CHN1877 | Vodafone | Chennai | RT Tower
IN-1131578 | Athipet | 13.2581 | 80.2899 | MR. K G SARAVANAKUMAR NO.317, NETHAJI STREET ATHIPET CHENNAI - 600 120 M : 652344 | CHN1542 | Vodafone | Chennai | GBT
IN-1127618 | Wall Tax Road | 13.1002 | 80.2752 | MRS. JAYANTHI W/O SRIRAMULU , 18/B WALL TAX ROAD, KONDITHOPE, CHENNAI ? 79, ?? 98410 40174 | CHN1321 | Vodafone | Chennai | RT Pole
IN-1134483 | Ferrence Road | 13.0985 | 80.2557 | SAKIRA BI / MR. BABU BAI 9003250273,O.NO.5,SMS LANE,DADASAMAKKAN,OTTERI,CH.12. | CHN1856 | Vodafone | Chennai | RT Tower
IN-1134526 | Deiva Nagar-West Tambaram | 12.9228 | 80.1105 | MR.MANIVANNAN, 16, 2ND STREET DEIVA NAGAR, WEST TAMBARAM CH-45 PH:9840548019 | CHN1876 | Vodafone | Chennai | RT Tower
IN-1134482 | Sivashakti Nagar_Annanur | 13.1212 | 80.1261 | MR. S.RAJENDRAN, 15, 23RD STREET, B SECTOR, SIVASAKTHI NAGAR, ANNANUR,CH-109 PH: 9941691427 | CHN1855 | Vodafone | Chennai | RT Tower
IN-1134516 | Kakan G Colony_Vysarpadi | 13.1193 | 80.2511 | MR.KUMAR, NO.190, NEDUNCHEZIAN ST, VYASARPADI, CH-39 PH: 25594807. | CHN1871 | Vodafone | Chennai | RT Tower
IN-1134522 | Redhills Road_Kalpalaym | 13.1372 | 80.2079 | ?MR.S.KAROAGAVEL, NO.108, OPP PRINCE GARDENIA,REDHILLS ROAD,VINAYAGAPURAM, KALPALAYM,CHN-99 PH: 9940187968 | CHN1874 | Vodafone | Chennai | RT Tower
IN-1131579 | Seven Wells Street | 13.009 | 80.1932 | MR. SATHYA RAJ NO.58, SEVEN WELLS STREET ST THOMAS MOUNT CHENNA 600 116 M : 9382708773 | CHN1627 | Vodafone | Chennai | RT Pole
IN-1126956 | Ayappan Street | 13.1259 | 80.1581 | MR.S.KRISHNAN, 1/2, UNIT,? AYAPPAN STREET, VIJAYALAKSHMIPURAM,? AMBATTUR CHE-58 | CHN1760 | Vodafone | Chennai | RT Tower
IN-1127282 | Indira Nagar | 12.9125 | 80.1425 | MRS. SASIKALA, PLOT NO.6/2, I A F ROAD, UMA NAGAR, SELAIYUR, CHENNAI - 600 073M : 98416 72197 | CHN1774 | Vodafone | Chennai | RT Tower
IN-1127289 | Periar Nagar-Madambakkam | 12.9012 | 80.1584 | MR. PADMAVATHY AMMAL, NO.130, MADAMBAKKAM MAIN ROAD, MADAMBAKKAM CH-73 PH: 9962472230 | CHN1779 | Vodafone | Chennai | RT Tower
IN-1127294 | Periyar Nagar_Madipakkam | 12.9612 | 80.1994 | MR.JANAKI RAMAN, J.J.SANKARA HALL, NO: 10, 9TH STREET, PERIYAR NAGAR, MADIPAKKAM, CHENNAI - 91, MOB: 9381022722 / 044-22582267 | CHN1784 | Vodafone | Chennai | RT Pole
IN-1127297 | Avai Nagar,Tiruvanmayur | 12.9781 | 80.2542 | MR. VENKATGESH OLD NO, 23,NEW NO. 53, AVVAI NAGAR MAIN ROAD THIRUVANMIYUR CHENNAI - 600 041 M : 9710230494 | CHN1787 | Vodafone | Chennai | RT Tower
IN-1128310 | Ganapathi Nagar | 12.906 | 80.1626 | MR. RAJASEKARAN NO.3, 3 RD STREET GANAPATHY NAGAR, MADAMBAKKAM CHENNAI 600 073 M : 9884800957 | CHN1775 | Vodafone | Chennai | GBT
IN-1134497 | Unamancheri_Kolapakkam | 12.8601 | 80.1048 | MR. B.RANGANATHAN, 690/26, LAKSHMI NAGAR, KOLAPAKKAM, CH-48 PH: 9962214443 | CHN1862 | Vodafone | Chennai | GBT
IN-1134491 | Nandivaram_Guduvancheri | 12.8504 | 80.0727 | MR. N.SHIVASANKARAN, DOOR, NO.71, PLOT NO. MAHALAKSHMI NAGAR MAIN ROAD, GUDUVANCHERY, CHENNAI-603202, PH: 9884810959 | CHN1861 | Vodafone | Chennai | GBT
IN-1134484 | Parivakkam Road_Seneerkuppam | 13.0631 | 80.1083 | MR. S.K. SEKAR, BESIDE KAUSHALYA GRANITES, NO-2/432,PARIVAKKAM ROAD,SENEERKUPPAM,CHN-56, PH: 9444769999 | CHN1857 | Vodafone | Chennai | GBT
IN-1134529 | Venkateswara Nagar-Kovur | 13.014 | 80.1203 | MR.EMROSE/ 9840468010 / 97910 63412 , NO.1/92CVENKATESHWARA NAGAR, KOVUR,CHENNAI - 101. | CHN1878 | Vodafone | Chennai | RT Tower
IN-1138797 | Kanagam Taramani | 12.9933 | 80.2429 | MR. T.M. GIRIJA BAI, PLOT NO. 88, O.NO. 7, N.NO.4, LALBAHADUR SASTRI STREET, KANAGAM TARAMANI-113 | CHN1714 | Vodafone | Chennai | RT Tower
IN-1137974 | Rg Garden Mandaiveli | 13.0246 | 80.2669 | MR. A.PATTABIRAMAN, NO.15, ROBERTSON LANE, MANDAVELIPAKKAM, CHENNAI-28 - 98404 26060. | CHN1662 | Vodafone | Chennai | GBT
IN-1138278 | Ponneri High Road | 13.2086 | 80.2707 | MR. CHANDRASEKAR, NO.8/53, 8/54. PONNERI HIGH ROAD, MANALI PUDU NAGAR, CHN-103 PH: 9380606738 | CHN1713 | Vodafone | Chennai | RT Tower
IN-1234908 | Devaneri_Ecr Road | 12.6517 | 80.2053 | MR. K. MUNUSAMY NO. 23, NEAR PILLAYAR TEMPLE, DEVANERI PATTIPULAM POST ECR ROAD CHENNAI KANCHEEPURAM MOBILE:. 99401 71826 | CHN1901 | Vodafone | Chennai | GBT
IN-1006393 | Kolapakkam | 12.8706 | 80.1076 | NO 11, KOLAPAKKAM MAIN ROAD, VANDALUR VIA, CHENNAI 600 048 | CHN691 | Vodafone | Chennai | GBT
IN-1237056 | Anna Fly Over | 13.0515 | 80.2498 | M/S. PLAZA CENTRE OWNERS ASSOCIATION, PLAZA CENTER,NO.129,G.N.CHETTY ROAD,CHENNAI-6 CHENNAI-6 | CHN1316 | Vodafone | Chennai | RT Pole
IN-1234909 | Ponniamman Medu | 13.1339 | 80.2208 | MR.K. DHANAPAL, NO.6 IYAPPAN NAGAR MAIN ROAD, PONNIYAMMAN MEDU, CH-110, PH: 9841455905 | CHN1911 | Vodafone | Chennai | RT Tower
IN-1232735 | E.C.R.Road4 | 12.7176 | 80.2271 | MR.M.VARADHAN, S/O.MUNUSAMY NAICKER, PERUR VILLAGE & POST, NEMELI, ECR, MAMALLAPURAM, CHENNAI 603 104, 9840757894 | CHN1711 | Vodafone | Chennai | GBT
IN-1234902 | Pushpa Nagar_Iyyapathangal | 13.0389 | 80.1316 | 1.?? MRS.? RAMANI SEKAR2 / 400, PUSPA NAGAR MAIN ROADIYAPANTHANGALCHENNAI - 600 056 MOBILE.: 92813 35592 | CHN1890 | Vodafone | Chennai | RT Tower
IN-1117599 | Mathuravoil-1 | 13.0693 | 80.1801 | NO.1/36, V.G.P. AMUTHA NAGAR, MATHURAVOIL, CHENNAI-95 | CHN1380 | Vodafone | Chennai | RT Tower
IN-1118731 | Vysarpadidhobighat | 13.1255 | 80.2652 | PLOT NO: AP 680, NEW NO: 100, 18TH EAST, 1ST STAGE, 8TH MAIN ROAD, M.K.B.NAGAR, VIYASARNAGAR, CHENNAI - 39, | CHN1723 | Vodafone | Chennai | RT Tower
IN-1234884 | Priya Nagar-Uoorapakkam | 12.8597 | 80.0683 | MRS. BABY, PLOT. NO. 40 PRIYA NAGAR PART - 1ADJACENT TO GST ROAD URAPAKKAM CHENNAI - 603 202 MOBILE: 90031 26651 | CHN1883 | Vodafone | Chennai | RT Tower
IN-1006277 | Chitlapakkam Ramakrishnanagar | 12.9273 | 80.1442 | NO.1, 4TH ST, SRI RAM NAGAR, SELAIYUR,P.O., CHENNAI-73 | CHN1003 | Vodafone | Chennai | GBT
IN-1006279 | Porur - Wireless Station Road | 13.0306 | 80.1537 | NEW.NO.25, WIRELESS STATION ROAD, PORUR, CHENNAI-116 | CHN1015 | Vodafone | Chennai | GBT
IN-1006282 | Mittanamali - Avadi | 13.1524 | 80.0701 | NO 23/10, GANDHI STREET, MITTANAMILLI, AVADI, CHENNAI ? 65 | CHN1018 | Vodafone | Chennai | GBT
IN-1006289 | Adambakkam | 12.9934 | 80.208 | NO.18, TELEPHONE COLONY, 2ND ST, ADAMBAKKAM, CHENNAI-88 | CHN1059 | Vodafone | Chennai | GBT
IN-1006308 | Manali Bye Pass Rd??? | 13.1666 | 80.2301 | NO:4/210, KAMARAJAR SALAI, MANJAMPAKKAM, CHENNAI-60. | CHN1161 | Vodafone | Chennai | GBT
IN-1006270 | Velachery 1 | 12.9792 | 80.2196 | OLD NO#46(#330), VELACHERY MAIN RD., VELACHERY, CHENNAI-600042. | CHN016 | Vodafone | Chennai | GBT
IN-1006295 | Kandagai | 12.8601 | 80.1314 | NO.21, KELAMBAKKAM MAIN ROAD, RATHINAMANGALAM, MELAKOTTAIYUR POST,? VANDALOOR, CHENNAI-600 048 | CHN1087 | Vodafone | Chennai | GBT
IN-1006301 | Puzhal -Redhills Highway-Nh13 | 13.144 | 80.2206 | NO.87, NW,NO,.137, G.N.T.ROAD, PUZHAL, CHENNAI-60 | CHN1134 | Vodafone | Chennai | GBT
IN-1006311 | Thiruninravur-Gomathipuram? | 13.1194 | 80.0312 | PLOT NO.97, 4TH MAIN ROAD, GOMATHIPURAM, THIRUNINDRAVUR, CHENNAI-602024 | CHN1202 | Vodafone | Chennai | GBT
IN-1006329 | Queens Land | 13.0294 | 80.0336 | 100,MEVALLUR KUPPAM VILLAGE, BANGALORE HIGH ROAD,OPP TO ST JOHN INTERNATIONAL SCHOOL, | CHN186 | Vodafone | Chennai | GBT
IN-1006334 | Tambaram East 2 | 12.9286 | 80.1298 | NO: 1, ANJANEYAA KOIL STREET, EAST TAMBARAM, CHNNNAI - 59 | CHN209 | Vodafone | Chennai | RT Tower
IN-1006379 | Rajakilpakkam | 12.9224 | 80.152 | NO 3/1, MADAMBAKKAM MAIN ROAD, RAJAKILPAKKAM, CHENNAI 600 073 | CHN645 | Vodafone | Chennai | GBT
IN-1006384 | Cresent College | 12.8769 | 80.0802 | NO.66, G.S.T, ROAD, OTTERI, VANDALUR, CHENNAI-600 048 | CHN655 | Vodafone | Chennai | GBT
IN-1006403 | Ponniammanmedu | 13.1356 | 80.2312 | NO 15, KANAGAM CHATTIRAM, PONNIAMMANMEDU, CHENNAI 600110 | CHN796 | Vodafone | Chennai | GBT
IN-1006271 | Ullagaram | 12.9755 | 80.194 | #3,PONAPPAN ST., ULLAGARAM,CHENNAI-91. | CHN021 | Vodafone | Chennai | GBT
IN-1006298 | Ullagaram | 12.9758 | 80.1994 | NO.14, KASTHURI BAI ST, SWAMY NAGAR EXTN2, ULLAGARAM, CHENNAI-91 | CHN1123 | Vodafone | Chennai | GBT
IN-1006306 | Chikarayapuram | 13.0186 | 80.1036 | NO.1A, LEELAVATHI NAGAR, KUNDRATHUR MANGADU MAIN RD, CHIKKARAYAPURAM, CHENNAI. | CHN1159 | Vodafone | Chennai | GBT
IN-1006310 | Ecr-Rd | 12.6427 | 80.2001 | NO.111, KOVALAM ROAD, OPP TO SILVER SANDS RESORTS, MAHABALIPURAM, CHENNAI-603104 | CHN1188 | Vodafone | Chennai | GBT
IN-1006320 | Perungudi | 12.9603 | 80.2483 | PLOT NO 147, BURMA COLONY, PERUNGUDI, CHENNAI | CHN136 | Vodafone | Chennai | GBT
IN-1006335 | Chrompet2 | 12.9547 | 80.1339 | 10, CLC WORKS ROAD, NAKAPPA NAGAR, CHROMPET, CHNNNAI.( THIRUNERMALAI ) | CHN220 | Vodafone | Chennai | GBT
IN-1006345 | Menambedu | 13.1198 | 80.1644 | GANDHI STREET, ILANGO NAGAR, MENAMBEDU, CHENNAI 600 053 | CHN292 | Vodafone | Chennai | GBT
IN-1006349 | Kandhanchavadi | 12.9741 | 80.2501 | PLOT NO : 390, NEHRU NAGAR, OLD MAHABALIPURAM NAGAR, CHENNAI 600 096 | CHN330 | Vodafone | Chennai | RT Tower
IN-1006401 | Pallavan Nagar | 13.1063 | 80.1009 | NO 83, 9TH STREET, KAMARAJ NAGAR, AVADI, CHENNAI 600 071 | CHN774 | Vodafone | Chennai | GBT
IN-1006402 | Murugappa Polytechnic | 13.1246 | 80.1215 | NO 13A, VALLUVAR STREET, DEVINAGAR, AVADI, CHENNAI 600 109 | CHN775 | Vodafone | Chennai | GBT
IN-1006425 | Neelangarai | 12.9478 | 80.2547 | #346 , FIRST SOUTH MAIN ROAD, NEELANGARAI ,CHENNAI-600041 | CHN084 | Vodafone | Chennai | GBT
IN-1006451 | Triplicane-Bharti Salai | 13.0579 | 80.2779 | OLD NO:12, NEW NO:25, BHARTI SALAI, PYCROFTS ROAD, TRIPLICANE, CHENNAI-05 | CHN1431 | Vodafone | Chennai | RT Pole
IN-1006503 | Dr.Natesan Road | 13.0472 | 80.2744 | NO 149/318, DR. NATESAN ROAD, ICE HOUSE, CHENNAI - 05 | CHN414 | Vodafone | Chennai | RT Pole
IN-1006514 | Anna Fly Over | 13.0501 | 80.2489 | OLD NO 18/2, NEW NO 16, YAHIYA ALI 3RD STREET, VELLALA TEYNAMPET, NEAR GEMINI FLY OVER, CHENNAI 600 006 | CHN438 | Vodafone | Chennai | RT Pole
IN-1006604 | Kumananchavadi | 13.0454 | 80.1179 | NO:47, RAMASWAMY KALYANA MARIAGE HALL, MOUNT POONAMALEE HIGH ROAD, KATUPAKKAM, CH-56 | CHN1214 | Vodafone | Chennai | RT Tower
IN-1006606 | Kaladipet | 13.1497 | 80.2991 | NO.1039, T.H. ROAD, KALADIPET, CHENNAI-600019.? | CHN1233 | Vodafone | Chennai | RT Pole
IN-1006634 | Srinagar-Guindy | 13.0132 | 80.2281 | "CASA BLANCA", #12, SOUTHMADA STREET, SRINAGAR COLONY-15 | CHN248 | Vodafone | Chennai | RT Pole
IN-1006653 | Anna Pillai Street - Sowcarpet | 13.0938 | 80.2807 | THANGAM BUILDING, NO:39,ANNA PILLAI ST,SOWCARPET , CHENNAI - 600079 | CHN543 | Vodafone | Chennai | RT Pole
IN-1006657 | Coral Merchant Street | 13.0986 | 80.2892 | 61, CORAL MERCHANT STREET, MANNADY, CHENNAI 600 001 | CHN552 | Vodafone | Chennai | RT Pole
IN-1006676 | Conron Smith Road | 13.0486 | 80.2571 | KUTTYS MANSION, OLD NO 15, NEW NO 4, 4TH STREET, GOPALAPURAM, CHENNAI - 600 086 | CHN599 | Vodafone | Chennai | RT Pole
IN-1006699 | De Silva Road | 13.0333 | 80.2624 | NO 106C, DR. RANGACHARI ROAD, MYLAPORE, CHENNAI - 4 | CHN727 | Vodafone | Chennai | RT Pole
IN-1006732 | Meenakshi College | 13.0539 | 80.2253 | NO:82,N.S.K.SALAI,ARCOT RD,KODAMBAKKAM,CH-34 | CHN871 | Vodafone | Chennai | RT Pole
IN-1006737 | Vadapalani-Bharathi Nagar | 13.0456 | 80.2085 | NO 19/13, MASTAN ALI GARDEN, S V LINGAM ROAD, VADAPALANI, CHENNAI | CHN885 | Vodafone | Chennai | RT Pole
IN-1006751 | Velachery - Tnhb Nagar | 12.9916 | 80.213 | NO.908, T.N.H.B COLONY , 6TH STREET ,VELACHERY , CHENNAI-42 | CHN952 | Vodafone | Chennai | RT Pole
IN-1006756 | Nungambakkam - Pushpa Nagar | 13.058 | 80.2383 | NEW.NO.2 ,OLD.NO.7 , RAJAJI 1ST STREET ,NUNGAMBAKKAM ,CH-34 | CHN959 | Vodafone | Chennai | RT Pole
IN-1006324 | Korattur | 13.1119 | 80.185 | OLD NO 20 NEW NO 93, RAILWAY STATION ROAD, VENKATARAMAN NAGAR, KORATTUR, CHENNAI-80 | CHN161 | Vodafone | Chennai | GBT
IN-1006337 | Pallikaranai 1 | 12.9364 | 80.2053 | #36, VELACHERY MAIN ROAD, PALLIKARANI. | CHN229 | Vodafone | Chennai | GBT
IN-1006343 | Mangadu | 13.0314 | 80.1092 | PLOT NO :20, MUTHUSAMY NAGAR, MANGADU, CHENNAI 101 | CHN285 | Vodafone | Chennai | GBT
IN-1006386 | Thalankuppam | 13.2234 | 80.3221 | 8TH STREET, KAMARAJAR NAGAR, THALANKUPPAM, CHENNAI | CHN661 | Vodafone | Chennai | GBT
IN-1006874 | Choolaimedu | 13.0671 | 80.2233 | NEW.NO.102, OLD.NO.58, THIRUVALLUVAR PURAM, 1ST ST, CHOLLAIMEDU, CH-94 | CHN1148 | Vodafone | Chennai | RT Tower
IN-1006410 | Ayanavaram Icf | 13.1011 | 80.2144 | OLD NO:162A,NEW NO:381,M.T.H.RD,VILLIVAKKAM,CH-48 | CHN869 | Vodafone | Chennai | GBT
IN-1247937 | Anna Nagar - G Block | 13.0919 | 80.2071 | NO.5059 , 19TH STREET , G BLOCK ,ANNANAGAR ,CH-40 | CHN887 | Vodafone | Chennai | RT Tower
IN-1006452 | Light House | 13.0389 | 80.2797 | NO.42A, DURGAIAMMAN KOIL STREET, NOCHIKUPPAM, OPP. AIR, MYLAPORE, CHENNAI - 4 | CHN1432 | Vodafone | Chennai | RT Pole
IN-1006454 | Eliots Beach -2 | 12.9955 | 80.2706 | NO.4, ELIOTS BEACH ROAD, ANNAI VELANGANI CHURCH, BEASANT NAGAR, CHENNAI - 90?? | CHN1434 | Vodafone | Chennai | RT Pole
IN-1006471 | Thiruvanmiyur Junction | 12.9879 | 80.256 | NO.69, SAKTHI GUEST HOUSE,LB ROAD, THIRUVANMIYUR, CHENNAI-41 | CHN1473 | Vodafone | Chennai | RT Pole
IN-1006479 | Ambattur Bus Stand | 13.1191 | 80.1498 | NO.395, SECRETARIAT COLONY, AMBATTUR, CHENNAI -53?? | CHN1488 | Vodafone | Chennai | RT Pole
IN-1006481 | Tirumalaipillai Rd???? | 13.0455 | 80.2401 | NO.68/38, THIRUMALAI PILLAI ROAD, T.NAGAR, CH-17?? | CHN1490 | Vodafone | Chennai | RT Pole
IN-1006483 | Pallavaram ?? | 12.9677 | 80.1491 | NO:8/24-26, SARATHY COMPLEX, INDIRA GANDHI ROAD(GST ROAD), C-PALLAVARAM, CHENNAI-600043 | CHN1492 | Vodafone | Chennai | RT Pole
IN-1006527 | North Mada Street-Mylapore | 13.0344 | 80.2695 | OLD NO:34,NEW NO : 56 , NORTH MADA ST , MYLAPORE,CHENNAI. | CHN472 | Vodafone | Chennai | RT Pole
IN-1006529 | Washermanpet Market | 13.1149 | 80.2889 | NO.91/113 , G.A.ROAD , OLD WASHERMENPET , CHENNAI-21 | CHN475 | Vodafone | Chennai | RT Pole
IN-1006602 | Egmore4 | 13.0686 | 80.2606 | DUGAR TOWERS, #123 ,MARSHALLS ROAD,EGMORE, CHENNAI-600008. | CHN120` | Vodafone | Chennai | RT Pole
IN-1006603 | Thatankuppam | 13.1167 | 80.1982 | NO.23B,VENKATESHATHIYAGARAJA NAGAR, VILLIAVAKKAM, CHENNAI - 600 049 | CHN1209 | Vodafone | Chennai | RT Pole
IN-1006309 | Pammal Eshwaran Nagar | 12.9678 | 80.1372 | NO.10, 10TH STREET, ESWARAN NAGAR, PAMMAL, CHENNAI-75 | CHN1179 | Vodafone | Chennai | GBT
IN-1006313 | Panaiyur | 12.6468 | 80.1743 | NO:3/113, 155, OMR, PYYANOOR(PO), MAHABALIPURAM(VIA), KANCHIPURAM-603104 | CHN1207 | Vodafone | Chennai | GBT
IN-1006322 | Mudichur | 12.9247 | 80.0989 | NEW NO: 133, TAMBARAM VILLAGE, SURVEY NO 111/1, MUDICHUR ROAD, TAMBARAM, CHENNAI. | CHN139 | Vodafone | Chennai | GBT
IN-1006342 | Perungalathur | 12.9071 | 80.0955 | 7/3, VEERA RAGHAVAN RD, PERUNGALATHUR, CHENNAI 63 | CHN283 | Vodafone | Chennai | GBT
IN-1006347 | Ambattur - Hcl | 13.0932 | 80.1736 | EFPRO ENGINEERS, D8, AMBATTUR INDUSTRIAL ESTATE, AMBATTUR, CHENNAI 600 058 | CHN311 | Vodafone | Chennai | GBT
IN-1006365 | Jeppiar College | 12.8648 | 80.226 | 239 OLD MAHABALIPURAM RD, SEMMENCHERI, CHENNAI-119 | CHN538 | Vodafone | Chennai | GBT
IN-1006378 | Tambaram West 1 | 12.9257 | 80.106 | NO 51, GANDHI ROAD, TAMBARAM WEST, CHENNAI 600 045 | CHN644 | Vodafone | Chennai | GBT
IN-1006382 | Madipakkam West | 12.9719 | 80.1878 | OLD NO 2, NEW NO 9,5TH MAIN ROAD, KANNAN NAGAR, CHENNAI 600 061 | CHN648 | Vodafone | Chennai | GBT
IN-1006400 | Cholambedu | 13.1186 | 80.131 | PLOT NO 10, THOLKAPPIAM STREET, SRI SAKTHI NAGAR, CHOLAMBEDU, CHENNAI 600 109 | CHN772 | Vodafone | Chennai | GBT
IN-1006407 | Kovilpadagai | 13.1418 | 80.1042 | NO:2,KAMALA ST,KOVILPADHAGAI,CH-62 | CHN855 | Vodafone | Chennai | GBT
IN-1006430 | M M Nagar1 | 12.7864 | 80.0128 | PLOT NO.124 , #76, PERMANUR VILLAGE, VIVEKANAND NAGAR, MM NAGAR, CHENGALPET DIST.. | CHN124 | Vodafone | Chennai | GBT
IN-1006478 | Guindy | 13.0085 | 80.2106 | NO.64, MOUNT ROAD, GUINDY, CHENNAI-32?? | CHN1487 | Vodafone | Chennai | RT Pole
IN-1006480 | Chetput Jn????? | 13.0699 | 80.2423 | NO.131, MC.NICHOLS ROAD, CHETPET, CHENNAI-31?? | CHN1489 | Vodafone | Chennai | RT Pole
IN-1006499 | Parrys-Mint St-St.Xavier St | 13.1006 | 80.2803 | ST. XAVIER JN., MINT ST. PARRYS, CHENNAI | CHN407 | Vodafone | Chennai | RT Pole
IN-1006518 | Iit Krishna | 12.9843 | 80.2334 | IIT KRISHNA HOSTEL, IIT, GUINDY, CHENNAI | CHN442 | Vodafone | Chennai | RT Pole
IN-1006523 | Athipattan St?? | 13.0706 | 80.2714 | NO.12, ATHIPATTAN STREET, MOUNT ROAD, CH-2? | CHN468 | Vodafone | Chennai | RT Pole
IN-1006291 | Hindustan Eng College | 12.8026 | 80.2233 | NO.1/108, RAJIV GANDHI STREET, OLD MAHABALIPURAM ROAD, KANCHIPURAM DT-603103 | CHN1065 | Vodafone | Chennai | GBT
IN-1006300 | Kelambakkam - Chettinadu Hospital | 12.7924 | 80.2188 | NO.3/30, PRAKASH NAGAR, VANDALUR ROAD, PADUR, KELAMBAKKAM, KANCHIPURAM-603103O,1/909,10TH CROSS ST, VENKATESHWARA NAGAR ,PERUNGUDI ,CHENNAI-96 | CHN1127 | Vodafone | Chennai | GBT
IN-1006323 | Madipakkam1 | 12.9658 | 80.1887 | OLD NO.92A NEW NO.4/1, MEDAVAKKAM MAIN ROAD, MADIPAKKAM, CHENNAI-91 | CHN140 | Vodafone | Chennai | RT Tower
IN-1006405 | Avadi North | 13.1229 | 80.0943 | NO:1, ANBALAGAN ST,GANDHI NAGAR,AVADI,CHENNAI | CHN840 | Vodafone | Chennai | GBT
IN-1006418 | Minjur Town | 13.2734 | 80.2613 | DOOR NO:18, LAKSHMIPURAM,MINJUR | CHN926 | Vodafone | Chennai | GBT
IN-1006447 | Ranganathan Street | 13.0369 | 80.2181 | NO.5, RANGANATHAN STREET, T-NAGAR, CHENNAI - 17 | CHN1427 | Vodafone | Chennai | RT Pole
IN-1006457 | Anna Nagar Arch | 13.0747 | 80.2178 | NO:711/394,POONTHAMALLE HIGH ROAD, ANNA ARCH, ARUMBAKKAM, CHENNAI-109. | CHN1439 | Vodafone | Chennai | RT Pole
IN-1006486 | Purusai-Gangadeeshwarar Koil St | 13.0842 | 80.2547 | OLD NO.18, GANDHI AVENUE, GANGADEESWARARKOIL STREET, PURASAIVAKKAM, CHENNAI-84. | CHN1495 | Vodafone | Chennai | RT Pole
IN-1006498 | Mint Street1 | 13.0931 | 80.2794 | MAHALAKSHMI HOTEL,.MINT STRTEET | CHN406 | Vodafone | Chennai | RT Pole
IN-1006511 | Harleys Road | 13.083 | 80.2423 | NO.5A , HARLEYS ROAD .KILPAUK ,CHENAI-10 | CHN431 | Vodafone | Chennai | RT Pole
IN-1006541 | Egmore Railway Station | 13.0773 | 80.2614 | NO.35 , GANDHI IRWIN ROAD, OPP ,EGMORE RAILWAY STATION ,CHENNAI. | CHN490 | Vodafone | Chennai | RT Pole
IN-1006549 | T Nagar1 | 13.0467 | 80.2347 | STAR CITY, # 39 ,BAZULLAH ROAD,T NAGAR , CHENNAI-17 | CHN005 | Vodafone | Chennai | RT Pole
IN-1006594 | Nammalwarpet | 13.0951 | 80.2459 | NO:36/60, SUBBURAYAN 3 RD STREET, NAMMALVARPET, CHENNAI-18. | CHN1164 | Vodafone | Chennai | RT Pole
IN-1006621 | IIT - Guindy | 12.9896 | 80.229 | ON TOP OF IIT-CENTRALLIBRARY, IIT MADRAS, SARDAR PATEL ROAD, GUINDY, CHENNAI. | CHN143 | Vodafone | Chennai | GBT
IN-1006628 | Madras University1 | 13.0648 | 80.2822 | MADRAS UNIVERSITY, BEACH ROAD, CHENNAI. | CHN198 | Vodafone | Chennai | RT Pole
IN-1006631 | Nungambakkam Taj | 13.0617 | 80.2458 | NEW.NO.79 , OLD.NO.36 , NUNGAMBAKKAM HIGH ROAD ,CHENNAI-34 | CHN239 | Vodafone | Chennai | RT Pole
IN-1006654 | Postal Colony | 13.0359 | 80.2165 | CHANDRA FLATS, NO 23/49, 7TH AVENUE, ASHOK NAGAR, CHENNAI 600 083 | CHN547 | Vodafone | Chennai | RT Pole
IN-1006658 | Prakasam Road2 | 13.0961 | 80.2865 | 77/1, BROADWAY ( PRAKASAM SALAI ), CHENNAI 600 108 | CHN553 | Vodafone | Chennai | RT Pole
IN-1006669 | Jani John Khan Road | 13.0567 | 80.2705 | OLD NO 115A, JANI JOHN KHAN ROAD, ROYAPETTAH, CHENNAI 600 014 | CHN590 | Vodafone | Chennai | RT Pole
IN-1006687 | South Boag Road | 13.0352 | 80.2424 | OLD NO 39B, NEW NO 46B, SOUTH BOAG ROAD, T NAGAR, CHENNAI 600 017 | CHN638 | Vodafone | Chennai | RT Pole
IN-1006723 | Kondithope North | 13.1034 | 80.2768 | OLD NO:5/1,KANNIAH ST,KONDITHOPE,CH | CHN837 | Vodafone | Chennai | RT Pole
IN-1006754 | Annanagar - Kathiravan Colony | 13.0882 | 80.2019 | NO. AP -675 , H-BLOCK , 9TH STREET ,15TH MAIN ROAD , ANNANAGAR WEST , CH-46 | CHN956 | Vodafone | Chennai | RT Pole
IN-1006758 | Peravallur2 | 13.1148 | 80.2311 | NO.84A , S.R.P.KOIL STREET ,AGARAM , CHENNAI-82 | CHN972 | Vodafone | Chennai | RT Pole
IN-1006769 | Kodambakkam1 | 13.0512 | 80.2262 | TVH EDEN APTS., 12/3, 4TH CROSS, UNITED INDIA COLONY,KODAMBAKKAM, CHENNAI-24. | CHN009 | Vodafone | Chennai | RT Tower
IN-1006789 | E-Mkt | 13.0689 | 80.2708 | # 13 , NARASINGAPURAM STR,CHENNAI-2. | CHN043 | Vodafone | Chennai | RT Tower
IN-1006797 | Ambattur1 | 13.1192 | 80.1503 | DR.RABINDRANATHS HEALTH CARE, 212, M.T.H RAOD, AMBATTUR, CHENNAI-53 | CHN055 | Vodafone | Chennai | RT Tower
IN-1006870 | Virugambakkam | 13.0509 | 80.193 | SATISH HARDWARES, NO148/32, KALIAMMAN KOVIL STREET, VIRUGAMBAKKAM, CHENNAI-92 | CHN1137 | Vodafone | Chennai | RT Tower
IN-1006884 | Madipakkam-Rajarajeshwari Nagar | 12.9588 | 80.1988 | NO:2/1293, DR.AMBEDKAR ROAD, PERIYAR NAGAR, MADIPAKKAM, CHENNAI-600091. | CHN1167 | Vodafone | Chennai | RT Tower
IN-1006904 | Manali | 13.1624 | 80.2586 | S.NO.3/26, NO.49, CHINNASEKKADU VILLAGE, MANALI, CHENNAI-68.??? | CHN1224 | Vodafone | Chennai | RT Tower
IN-1006919 | Nanganallur1 | 12.9838 | 80.1882 | ARUMUGAM COMPLEX, OLD #30, 4TH MAIN RD., NANGANALLUR, CHENNAI-61. | CHN132 | Vodafone | Chennai | RT Tower
IN-1006971 | Wimco Nagar | 13.1803 | 80.3071 | MIRACLE HOUSE, #58, 3RD ST, CHINA ERNAVOOR, WIMCO NGR, CHENNAI-57. | CHN272 | Vodafone | Chennai | RT Tower
IN-1006995 | Guindy Race Course Road | 13.0035 | 80.2106 | STD BOOTH BLDG,NO.5, CHAKARAPANI ST,ALANDUR RD, GUINDY | CHN324 | Vodafone | Chennai | RT Tower
IN-1007008 | Pazhavanthangal1 | 12.9915 | 80.1938 | ESWARI MOTORS, PLOT NO 11 &12, 32ND STREET, THILLAI GANGA NAGAR, NANGANALLUR | CHN351 | Vodafone | Chennai | RT Tower
IN-1007023 | Sterling Road | 13.0647 | 80.2367 | STERLING SIVARAMAN TOWERS, 132 STERLING RD, NUNGAMBAKKAM, CHENNAI 600034 | CHN389 | Vodafone | Chennai | RT Tower
IN-1007058 | Rosary Church Rd | 13.0337 | 80.277 | NO 148, SANTHOME HIGH ROAD, SANTHOME, CHENNAI 600 004 | CHN604 | Vodafone | Chennai | RT Tower
IN-1007077 | Tambaram Court | 12.9286 | 80.1149 | TGP KALYANA MANDAPAM, NO 9/57, RAJAJI ROAD, TAMBARAM WEST, CHENNAI 600 045 | CHN643 | Vodafone | Chennai | RT Tower
IN-1007083 | Valasaravakkam North | 13.046 | 80.1688 | NO 124, 2ND MAIN ROAD, ASTALAKSHMI NAGAR, ALAPAKKAM, CHENNAI 600 116 | CHN663 | Vodafone | Chennai | RT Pole
IN-1007109 | Ullagaram North | 12.9802 | 80.1952 | NO 112/94, MEDAVAKKAM MAIN ROAD, ULLAGARAM, CHENNAI 600 091 | CHN709 | Vodafone | Chennai | RT Tower
IN-1007138 | Pulla Avenue | 13.0751 | 80.2252 | NO 17/1, PULLA AVENUE, SHENOY NAGAR, CHENNAI 600 030 | CHN754 | Vodafone | Chennai | RT Tower
IN-1007143 | Golden George Nagar | 13.0758 | 80.1835 | NO 228, TRINITE CHURCH ST, GOLDEN GEORGE NAGAR, NERKUNDRAM ( MUGAPPAIR ), CHENNAI 600 107 | CHN762 | Vodafone | Chennai | RT Tower
IN-1007147 | Mugappair Officer'S Colony | 13.0895 | 80.1846 | QUEEN'S VILLA, NO:22,OFFICERS COLONY,MOGAPPAIR | CHN767 | Vodafone | Chennai | RT Tower
IN-1007174 | K K Nagar - 10Th Sector | 13.0439 | 80.1938 | NO 781, MUNUSAMY SALAI, K K NAGAR WEST, CHENNAI 600 078 | CHN819 | Vodafone | Chennai | RT Tower
IN-1007188 | Ambattur - Oragadam | 13.1306 | 80.1535 | NO.10-AB ,PERIYANDAVAR KOIL STREET ,GANDHI NAGAR , ORAGADAM ,AMBATTUR ,CH-53 | CHN851 | Vodafone | Chennai | RT Tower
IN-1007196 | Ramavaram Venkateswara Ngr | 13.0306 | 80.1724 | NO:13A,18TH CROSS ST,VENKATESWARA NAGAR,RAMAVARAM | CHN874 | Vodafone | Chennai | RT Tower
IN-1007246 | Annanagar - Voc Nagar | 13.0893 | 80.2256 | OLD.NO.5 , NEW.NO.4A , NEW COLONY , 1ST STREET ,VOC NAGAR , ANNANAGAR EAST ,CH-102 | CHN986 | Vodafone | Chennai | RT Tower
IN-1006287 | Nungambakkam7 | 13.0673 | 80.2471 | PADMAPRIYA APTS, #51, COLLEGE RD., NUNGAMBAKKAM, CHENNAI-34. | CHN105 | Vodafone | Chennai | GBT
IN-1006305 | Pattur | 13.0222 | 80.12 | NO.113/3, MANGADU MAIN ROAD, PATTUR, CHENNAI - 602101 | CHN1158 | Vodafone | Chennai | GBT
IN-1006336 | Potheri 1 | 12.8217 | 80.0421 | #7A, PERUMAL COIL STREET, POTHERY | CHN228 | Vodafone | Chennai | GBT
IN-1006350 | Chitlapakkam | 12.9341 | 80.1421 | STATE BANK COLONY, CHROMPET, CHENNAI - 44 | CHN333 | Vodafone | Chennai | GBT
IN-1006354 | Kanagam | 12.9958 | 80.2427 | #21/20, KALIKUNDRAM MAIN ROAD, KANAGAM, CHENNAI - 113 | CHN383 | Vodafone | Chennai | GBT
IN-1006359 | Alathur | 12.6921 | 80.1905 | SIDCO INDUSTRIAL ESTATE, NEAR ORCHID CHEMICALS, ALATHUR | CHN526 | Vodafone | Chennai | GBT
IN-1006360 | Palavakkam North | 12.9692 | 80.2574 | 1/99, EAST COAST ROAD, KOTTIVAKKAM, CHENNAI 600 041 | CHN528 | Vodafone | Chennai | GBT
IN-1006377 | Bakthavachalapuram | 13.1192 | 80.0972 | PLOT 16/3, PRAKASAM STREET, BAKTHAVACHALAPURAM, CHENNAI 602024 | CHN642 | Vodafone | Chennai | GBT
IN-1006396 | Venkateswara Nagar | 12.9816 | 80.2159 | NO 1,4TH STREET, LAKSHMI NAGAR, VELACHERY, CHENNAI 600 042 | CHN714 | Vodafone | Chennai | GBT
IN-1006417 | Chembarambakkam | 13.0406 | 80.0558 | NO:3/70,BANGALORE HIGH ROAD,CHEMARAMBAKKAM,CHENNAI- 602103 | CHN925 | Vodafone | Chennai | GBT
IN-1006429 | Guduvancheri | 12.8417 | 80.0592 | NO.117,GST ROAD, GUDUVANCHERI, CHENNAI-603202. | CHN091 | Vodafone | Chennai | GBT
IN-1006433 | Thiruporur | 12.7307 | 80.1902 | PLOT NO 1 BALAJI GARDAN, THIRUPORUR | CHN197 | Vodafone | Chennai | GBT
IN-1006435 | Angappa Nayakkan St | 13.0907 | 80.2898 | KATHEEJA MANSION, NO 117 & 118, ANGAPPA NAYAKKAN STREET, PARRYS, CHENNAI - 01 | CHN1400 | Vodafone | Chennai | RT Pole
IN-1006473 | Pycrofts Road | 13.0589 | 80.2709 | OLD NO:98, NEW NO:225, BHARTI SALAI, OPP TO JAM BAZZAR POLICE STATON, ROYAPETTAH, CHENNAI-14. | CHN1476 | Vodafone | Chennai | RT Pole
IN-1006485 | Lingu Chetty Street 2 | 13.0916 | 80.2894 | OLD.NO.145, LIGHI CHETTY ST, PARRYS, CHENNAI-1 | CHN1494 | Vodafone | Chennai | RT Pole
IN-1006490 | Vadapalani-Bus Stop? | 13.0494 | 80.2087 | VIJAYA GUEST HOUSE, NO.167/A, ARCOT ROAD, VADAPALANI, CHENNAI-26. | CHN4001 | Vodafone | Chennai | RT Pole
IN-1006509 | Eldams Road1 | 13.039 | 80.249 | NO.75 ,ELDAMS ROAD , TEYNAMPET ,CH-18 | CHN429 | Vodafone | Chennai | RT Pole
IN-1006531 | Anderson Road - Parrys | 13.0899 | 80.284 | OLD NO 421, ANDERSON ROAD, PARRYS, CHENNAI-1 | CHN477 | Vodafone | Chennai | RT Pole
IN-1006533 | Narayan Mudali St | 13.0907 | 80.2799 | NO.65, NARAYANA MUDALI STREET, SOWCARPET , CHENNAI-79 | CHN479 | Vodafone | Chennai | RT Pole
IN-1006534 | Govindu Street - T.Nagar | 13.0427 | 80.2335 | NEW.NO.22 , OLD.NO.20 , GOVINDU STREET , T,NAGAR , CH-17 | CHN482 | Vodafone | Chennai | RT Pole
IN-1006551 | Adyar1 | 13.0056 | 80.2578 | TOYS KEMP, 11, LB ROAD, ADYAR,CHENNAI - 20 | CHN012 | Vodafone | Chennai | RT Pole
IN-1006559 | Egmore2 | 13.0756 | 80.2628 | BENGAL LEATHERS, 3, RAMASWAMY ST,BARRACKS RD, VEPERY, CHENNAI-7. | CHN045 | Vodafone | Chennai | RT Pole
IN-1006560 | Kilpauk 1 | 13.0822 | 80.2483 | PRINCE APTS., OLD NO# 59(#18), ORMES ROAD,KILPAUK, CHENNAI-600010. | CHN047 | Vodafone | Chennai | RT Pole
IN-1006567 | Mylapore5 | 13.0332 | 80.2661 | HOTEL SHELTER, 19, VENKATESA AGRAHAM ST,MYLAPORE, CHENNAI-4. | CHN077 | Vodafone | Chennai | RT Tower
IN-1006591 | Greams Road? | 13.0608 | 80.2548 | NEW NO. 17/1, P.T STREET, MACKY'S GARDEN, CHENNAI-06. | CHN1130 | Vodafone | Chennai | RT Pole
IN-1006592 | Pudupet | 13.0736 | 80.2658 | NO.1, LUBBAI STREET, PUDHUPET, CHENNAI-2 | CHN1140 | Vodafone | Chennai | RT Pole
IN-1006600 | Chetpet 1 | 13.0706 | 80.2414 | RAIN TREE, OLD NO#9,(#7), MC-NICHOLS RD., CHETPET,CHENNAI-600031. | CHN119 | Vodafone | Chennai | RT Pole
IN-1006619 | Anna Nagar West.Extn-Tvs Colony | 13.0879 | 80.1899 | NO 1/14 ROUND BUILDING,MUGAPPAIR ROAD ANNA NAGAR WEST ETXN CHENNAI101 | CHN1284 | Vodafone | Chennai | RT Pole
IN-1006626 | Central - Periamet | 13.0811 | 80.27 | GOLDEN CAF? LODGE, , P.H.ROAD, PERIYAMET, CHENNAI. | CHN190 | Vodafone | Chennai | RT Pole
IN-1006650 | Dr Nair Road | 13.0417 | 80.2405 | NO 29, DR NAIR ROAD, T NAGAR, CHENNAI 600 017 | CHN524 | Vodafone | Chennai | RT Pole
IN-1006680 | Mylapore Bazaar | 13.0392 | 80.2721 | NEW NO 39, OLD NO 20, NATTU SUBBARAYA MUDALI STREET, MYLAPORE, CHENNAI 600 004 | CHN603 | Vodafone | Chennai | RT Pole
IN-1006681 | Pallavaram Bazaar | 12.9704 | 80.1475 | 4/19, CHURCH STREET, PALLAVARAM CONTONMENT, CHENNAI 600 043 | CHN607 | Vodafone | Chennai | RT Pole
IN-1006683 | Velachery - Karumariamman Ngr | 12.9759 | 80.2164 | NO 1/5, DEVI KARUMARIYAMMAN NAGAR 4TH STREET, VIJAYA NAGAR, VELACHERY, CHENNAI 600 042 | CHN618 | Vodafone | Chennai | RT Pole
IN-1006706 | Padi Murthy Nagar | 13.0951 | 80.1837 | VENKATESWARA INDUSTRIES, NO 32A, BHAJANAI KOIL STREET, PADI, CHENNAI 600 050 | CHN765 | Vodafone | Chennai | RT Pole
IN-1006708 | Korrukupet | 13.1186 | 80.2826 | NO 78, NO 1, ARANI GANGAN STREET (BASAVIAN ST) KORUKKUPET (OLD WASHERMANPET) CHENNAI 21 | CHN804 | Vodafone | Chennai | RT Pole
IN-1006711 | Sultan St | 13.0997 | 80.2917 | OLD NO:42,NEW NO:22,MARACOIR ST,GEORGE TOWN,CH-1 | CHN808 | Vodafone | Chennai | RT Pole
IN-1006714 | Elephant Gate | 13.0917 | 80.2782 | NO 2, CHINNA NAICKEN ST, VEERAPPAN ST JN, CHENNAI 600 079 | CHN812 | Vodafone | Chennai | RT Pole
IN-1006757 | Egmore Monteith Road | 13.0667 | 80.2599 | NEW.NO.39 , OLD.NO.45 , MONTIETH ROAD ,EGMORE ,CH-8 | CHN960 | Vodafone | Chennai | RT Pole
IN-1006794 | Shenoy Nagar1 | 13.0763 | 80.2287 | M V COMPLEX, #26(OLD 19A), CHELLA MALL ST., SHENOY NAGAR, CHENNAI-30. | CHN052 | Vodafone | Chennai | RT Tower
IN-1006831 | Santhome | 13.0292 | 80.2756 | 36 / 2 ,MADACHURCH ROAD, SANTHOME, CHENNAI-28. | CHN104 | Vodafone | Chennai | RT Tower
IN-1006832 | Pallikaranai Kamakodi Nagar | 12.9422 | 80.2081 | PLOT NO.48, SRI KAMAKODI NAGAR 2ND STREET, PALLIKARANAI, CHENNAI - 601302 | CHN1040 | Vodafone | Chennai | RT Tower
IN-1006849 | Mkb Nagar | 13.1199 | 80.2649 | NO.536, 4TH CROSS ST, M.K.B.NAGAR, VYSARPADI, CHENNAI-39? | CHN1079 | Vodafone | Chennai | RT Tower
IN-1006858 | R.V.Nagar- Anna Nagar | 13.087 | 80.2275 | NO:3, R.V.NAGAR, 1 ST CROSS STREET, ANNA NAGAR EAST, CHENNAI-102 | CHN1104 | Vodafone | Chennai | RT Tower
IN-1006861 | Vysarpadi- Bv Colony | 13.1148 | 80.2581 | NO.680/841, 19TH ST, B.V.COLONY, VYSARPADI, CHENNAI-39 | CHN1114 | Vodafone | Chennai | RT Tower
IN-1006865 | Padi | 13.1 | 80.1861 | SHAKTI GANESH KALYANMANDAPAM,NO.882,MTH ROAD,PADI,CHENNAI-50 | CHN113 | Vodafone | Chennai | RT Tower
IN-1006887 | Perungudi Ind Area? | 12.9662 | 80.2509 | NO.5/141,VEERAMANI STREET, K.C.NAGAR, KANTHANCHAVADI, CHENNAI-96. | CHN1171 | Vodafone | Chennai | RT Tower
IN-1006912 | Maduravoyal? | 13.0615 | 80.1758 | NO. 6/401, 1 ST MAIN ROAD, MADURAVOYAL, CHENNAI-95 | CHN1247 | Vodafone | Chennai | RT Tower
IN-1006915 | Maduravoyal High Road?? | 13.0746 | 80.1908 | NO.48, RAIL NAGAR, METTUKKULAM, KOYAMBEDU, CHENNAI-107. | CHN1251 | Vodafone | Chennai | RT Tower
IN-1006936 | Poes Garden | 13.0417 | 80.2541 | K.V.APARTMENTS, 16, POES GARDEN, CHENNAI | CHN178 | Vodafone | Chennai | RT Tower
IN-1006938 | Parrys - Seven Wells | 13.0981 | 80.2825 | NAMCO MANZIL,243, GOVINDA NAICKEN STREET, PARRYS, CHENNAI. | CHN184 | Vodafone | Chennai | RT Tower
IN-1006970 | Thiruvettiyur3 | 13.1705 | 80.305 | TOLSTOY COMPLEX,#665, T.H ROAD, THIRUVOTTYUR, CHENNAI-600 019 | CHN271 | Vodafone | Chennai | RT Tower
IN-1006991 | Ayanavaram Vp Colony | 13.0949 | 80.2362 | NEW NO.6 & OLD NO.19B, PARTHASARATHY STREET, VP COLONY EXTENSION, AYANAVARAM | CHN316 | Vodafone | Chennai | RT Tower
IN-1007035 | Infosys | 12.8913 | 80.2299 | PLOT NO : 22, NEDUNCHEZHIAN STREET, BEHIND INFOSYS, SHOLINGANALLUR, CHENNAI 600 119 | CHN537 | Vodafone | Chennai | RT Tower
IN-1006426 | Muttukadu1 | 12.8361 | 80.2406 | SURVEY NO. 99/2 OF 38, MUTTUKADU VILLAGE, CHENGALPET DIST., | CHN086 | Vodafone | Chennai | GBT
IN-1006459 | Avadi-Railway Station?? | 13.1181 | 80.1023 | AVADI RAILWAY STATION, AVADI, CHENNAI - 62????? | CHN1442 | Vodafone | Chennai | RT Pole
IN-1006464 | Spencer Plaza | 13.0619 | 80.2631 | NO.154, ANNASALAI, CHENNAI-600 002 | CHN1447 | Vodafone | Chennai | RT Pole
IN-1006517 | Mrc Nagar1 | 13.0199 | 80.2701 | NO 26, MRC NAGAR, SANTHOME, CHENNAI 600 028 | CHN441 | Vodafone | Chennai | RT Pole
IN-1006545 | Electronics Market | 13.0699 | 80.2714 | NO.34 , WALLERS ROAD , MOUNT ROAD ,CHENNAI - 2 | CHN495 | Vodafone | Chennai | RT Pole
IN-1006576 | Nks Nagar | 13.0786 | 80.2176 | ZEN COMMUNICATIONS, NO 9/515, 24TH STREET, 3RD AVENUE, ANNANAGAR, CHENNAI | CHN1026 | Vodafone | Chennai | RT Pole
IN-1006599 | Litatae Mount? | 13.0157 | 80.2262 | NO.124, CHURCH ROAD, LITTLE MOUNT, CHENNAI-600015. | CHN1186 | Vodafone | Chennai | RT Pole
IN-1006605 | T Nagar - Natesan St | 13.0366 | 80.2286 | NO.12, NATESAN ST, T.NAGAR, CHENNAI-17? | CHN1230 | Vodafone | Chennai | RT Pole
IN-1006630 | Ellis Road1 | 13.0638 | 80.2711 | GULAB BAND,#82,ELLIS RD,TRIPLICANE, | CHN235 | Vodafone | Chennai | RT Pole
IN-1006664 | Abhirami Theatre | 13.086 | 80.2499 | NO 180, PURASAIWALKAM MAIN ROAD, KELLYS, CHENNAI | CHN570 | Vodafone | Chennai | RT Pole
IN-1006704 | Arcot Road | 13.0521 | 80.2219 | ZIYAD COURT , NEW.NO.241, RENGARAJAPURAM MAIN ROAD, KODAMBAKKAM, CH-24 | CHN748 | Vodafone | Chennai | RT Pole
IN-1006709 | Royapuram East | 13.1105 | 80.2929 | OLD NO : 121, NEW NO : 52 P.V. KOIL ST, ROYAPURAM,CHENNAI- 600013 | CHN805 | Vodafone | Chennai | RT Pole
IN-1006731 | Arumbakkam North | 13.0762 | 80.2139 | HOTEL GANESH,NO:19,EVR PERIYAR RD,RADHAKRISHNAN NAGAR,PH RD | CHN868 | Vodafone | Chennai | RT Pole
IN-1006767 | Nungambakkam1 | 13.0569 | 80.2431 | NEW 40, OLD -21, RAMAM NAICKEN STREET, NUNGAMBAKKAM , CHENNAI-34. | CHN007 | Vodafone | Chennai | RT Tower
IN-1006780 | Jafferkhanpet1 | 13.0305 | 80.2192 | #29,30, NAGATHAMMAN KOIL STR,CHENNAI-33 | CHN029 | Vodafone | Chennai | RT Tower
IN-1006860 | Kolathur Jayaraman Nagar | 13.1234 | 80.2098 | NO.26, THENPALANI NAGAR, V.O.C.ST, KOLATHUR, CHENNAI -99 | CHN1113 | Vodafone | Chennai | RT Tower
IN-1006876 | Purasaivakkam 2 | 13.0857 | 80.2541 | DR.RAJIV TOWERS,#231 , PURASAIVAKKAM HIGH ROAD,PURASAIVAKKAM,CHENNAI-600007. | CHN115 | Vodafone | Chennai | RT Tower
IN-1006888 | Tp Chatram | 13.0803 | 80.2305 | NO:71/1, 18TH CROSS STREET, TP CHATRAM, SHENOY NAGAR, CHENNAI-600030. | CHN1175 | Vodafone | Chennai | RT Tower
IN-1006889 | Pallavaram - Thiruneermalai Road | 12.9594 | 80.1308 | OLD.NO.42, NEW.NO.4, SRIPURAM, 2ND STREET, THIRUNEERMALAI MAIN RD, CHROMPET, CH-40 | CHN1178 | Vodafone | Chennai | RT Tower
IN-1006909 | Perungudi-Thirumalai Nagar | 12.9587 | 80.2442 | NO:105, THIRUMALAI NAGAR ANEX, OMR, PERUNGUDI, CHENNAI-96 | CHN1239 | Vodafone | Chennai | RT Tower
IN-1006910 | Perambur | 13.1154 | 80.2387 | NO.166/66, MADURAISAMY MADAM, PRERAMBUR, CHENNAI-11. | CHN1244 | Vodafone | Chennai | RT Tower
IN-1006914 | Thousand Lights1 | 13.0584 | 80.2541 | ALI TOWERS, #55, (OLD #22),GREEMES ROAD,THOUSAND LIGHTS,CHENNAI-6. | CHN125 | Vodafone | Chennai | RT Tower
IN-1006942 | Anna Nagar- Welcome Colony | 13.0881 | 80.1961 | 16/11, SANTHAM COLONY, ANNA NAGAR WEST, CHENNAI. | CHN200 | Vodafone | Chennai | RT Tower
IN-1006943 | Koyambedu Indian Hospital | 13.0765 | 80.2057 | 533, P.H.ROAD, ARUMBAKKAM, CHENNAI - 106 | CHN202 | Vodafone | Chennai | RT Tower
IN-1006949 | Kodambakkam2 | 13.0478 | 80.2214 | S N WINES, NO, 9 RATHINAMMAL STREET, RANGARAJA PURAM, CHNNNAI-24. | CHN226 | Vodafone | Chennai | RT Tower
IN-1006985 | Old Washermanpet2 | 13.1202 | 80.2859 | RAMAN NAICKAN MARRIAGE HALL,T.H. RD. | CHN308 | Vodafone | Chennai | RT Pole
IN-1006990 | Shenoy Nagar2 | 13.0805 | 80.2224 | NO 3, BREWARY ROAD, SHENOY NAGAR, CHENNAI 600 030 | CHN315 | Vodafone | Chennai | RT Tower
IN-1006999 | Mmda Colony | 13.0627 | 80.214 | NEW NO.47, OLD NO.144A, 50FT ROAD, MMDA COLONY, ARUMBAKKAM, CHENNAI-106. | CHN338 | Vodafone | Chennai | RT Tower
IN-1006356 | Nazarathpet | 13.0431 | 80.0789 | OLD NO 4/27, NEW NO 126, BAZAAR STREET, NAZARATHPETTAI, CHENNAI | CHN449 | Vodafone | Chennai | GBT
IN-1006366 | Navalur North | 12.8446 | 80.2307 | KADAL PURA THOTTAM, NAVALUR, CHENNAI | CHN539 | Vodafone | Chennai | GBT
IN-1006395 | Thiruneermalai | 12.9611 | 80.1155 | NO 5/2, SOUTH MADA STREET, THIRUNEERMALAI, CHENNAI 600 049 | CHN698 | Vodafone | Chennai | GBT
IN-1006399 | Ambattur Krishnapuram | 13.1183 | 80.1445 | NO:8,6TH ST, CHOZAPURAM,AMBATTUR CHENNAI-57 | CHN771 | Vodafone | Chennai | GBT
IN-1007016 | Kodambakkam Railway St. | 13.0521 | 80.2301 | 39, RAILWAY BORDER RD, KODAMBAKKAM, CH 24 | CHN364 | Vodafone | Chennai | RT Tower
IN-1007108 | Madipakkam Balaji Nagar | 12.9651 | 80.2076 | PLOT.NO.30, BAZZAR ROAD, MADIPAKKAM, MADIPAKKAM MAIN ROAD, CH-91 | CHN708 | Vodafone | Chennai | RT Tower
IN-1007110 | Adambakkam Jayalakshmi Theatre | 12.9913 | 80.1986 | SUBHA SHREE, NO 2, LAKE VIEW RD, ADAMBAKKAM, CHENNAI 600 114 | CHN710 | Vodafone | Chennai | RT Tower
IN-1007130 | Shenoy Nagar East | 13.0801 | 80.2271 | OLD NO:19,NEW NO:30,EAST CLUB RD,SHENOY NAGAR,CH-32 | CHN743 | Vodafone | Chennai | RT Tower
IN-1007131 | Vani Vasanthi Theatre | 13.0932 | 80.2584 | MEENAMBAL NARAYANA SWAMY ILLAM, NO:3/2 VENKATESA RATHAN ST,PURASAIWAKKAM,CHENNAI | CHN744 | Vodafone | Chennai | RT Tower
IN-1007181 | Ambattur Redhills Road | 13.1251 | 80.1528 | SANKAR TRADERS SHOP, OLD NO:141, NEW NO : 66, REDHILLS MAIN ROAD, VIJAYA LAKSHMIPURAM, AMBATTUR, CHENNAI - 53 | CHN843 | Vodafone | Chennai | RT Tower
IN-1007208 | Purasaiwakkam Vellala Street | 13.0837 | 80.2515 | NEW NO 56, OLD NO 172, VELLALA STREET, PURASAIWAKKAM, CHENNAI - 84 | CHN896 | Vodafone | Chennai | RT Tower
IN-1007211 | Injambakkam North | 12.9207 | 80.2514 | NO:4/2, VOC ST,INJAMBAKKAM,CH-4 | CHN899 | Vodafone | Chennai | RT Tower
IN-1007216 | Dharmarajakoil Street, Alanthur | 13.0021 | 80.2059 | NO:22,DHARMARAJAKOIL STREET, ALANTHUR, CHENNAI | CHN919 | Vodafone | Chennai | RT Pole
IN-1006460 | Chromepet-Railway Station | 12.9517 | 80.1416 | NO:5B, STATION ROAD, RADHA NAGAR, CHROMPET, CHENNAI-44 | CHN1443 | Vodafone | Chennai | RT Pole
IN-1006474 | G.P.Road | 13.0626 | 80.2671 | METRO HARDWARES OLD NO 37 NEW NO 57 OLD PATTERS ROAD CHENNAI-600002 | CHN1477 | Vodafone | Chennai | RT Pole
IN-1006530 | Nsc Bose Rd 1 | 13.0887 | 80.2869 | NO.225, NSC BOSE ROAD, LAXMI NARAINS PLAZA, CHENNAI-101 | CHN476 | Vodafone | Chennai | RT Pole
IN-1006555 | Vadapalani 2 | 13.0507 | 80.2166 | #84A, SAMPURNA AVENUE, ARCOT RD., VADAPALANI, CHENNAI-26. | CHN033 | Vodafone | Chennai | RT Pole
IN-1007227 | Royapettah High Road | 13.0414 | 80.2694 | NO 12, BRINDAVAN STREET, MYLAPORE, CHENNAI - 4 | CHN940 | Vodafone | Chennai | RT Tower
IN-1006285 | Thiruniravur West | 13.1243 | 80.0228 | NO. 513, CTH ROAD, LAKSHMIPURAM, THIRUNINRAVUR - 602024 | CHN1041 | Vodafone | Chennai | GBT
IN-1006315 | Ogiyamthuraipakkam??? | 12.928 | 80.2352 | NO.5/109, THIRUVALLUVAR STREET, OGIYAM DURAIPAKKAM, CHENNAI-600097.? | CHN1213 | Vodafone | Chennai | GBT
IN-1006344 | Ambattur - Athipet | 13.0908 | 80.1612 | LATHA ENTERPRISES,NEW NO :23A, OLD NO : 94/1A, SIDCO INDUSTRIAL ESTATE, AMBATTUR, CHENNAI 600 098 | CHN289 | Vodafone | Chennai | GBT
IN-1006348 | Balaji Nagar-Chrompet | 12.9501 | 80.1503 | NO:25, NEMELICHERRY HIGH ROAD, BHARATHIPURAM, CHROMPET, CHENNAI - | CHN327 | Vodafone | Chennai | GBT
IN-1006409 | Thiruvottiyur West | 13.1684 | 80.2991 | NO:7 ,5TH ST, ANNAMALAI NAGAR , THIRUVOTTIYUR , CHENNAI - 19 | CHN867 | Vodafone | Chennai | GBT
IN-1006414 | Old Perungalathur | 12.9181 | 80.0822 | NO: 35/18, SHIVRAJ ST, MUDICHUR ROAD, OLD PERUNGALATHUR, CHENNAI - 63 | CHN905 | Vodafone | Chennai | GBT
IN-1006421 | Pallikaranai - Velachery Main Road | 12.9283 | 80.1998 | NEW.NO.94 , VELACHERY MAIN ROAD ,PALLIKARANAI ,CHENNAI - 601302 | CHN998 | Vodafone | Chennai | GBT
IN-1006440 | Villivakkam Station Rd | 13.1076 | 80.2085 | NO.2/34, MOUNASAMY MADA STREET, VILLIVAKKAM, CHENNAI-49 | CHN1418 | Vodafone | Chennai | RT Pole
IN-1006297 | Korattur-Agaram | 12.8781 | 80.2435 | OLD NO124/NEW NO 59 PALLA STREET AGRAHARAM KORATTUR CHENNAI-600076 | CHN1109 | Vodafone | Chennai | GBT
IN-1006299 | Uthandi | 12.8781 | 80.2435 | NO.3/385, UTHANDI COLONY, NAYANAR KUPPAM, ECR ROAD, CHENNAI-119 | CHN1125 | Vodafone | Chennai | GBT
IN-1254477 | Anna Flyover | 13.0537 | 80.2504 | NO.145, NUNGAMBAKKAM HIGH RD, NUNGAMBAKKAM, CHENNAI-34 | CHN1419 | Vodafone | Chennai | RT Pole
IN-1006445 | Mint Street South | 13.0908 | 80.2789 | OLD NO:350, MINT STREET, PARRYS, CHENNAI-600079 | CHN1423 | Vodafone | Chennai | RT Pole
IN-1006449 | Kasthuribai Nagar-Junction | 13.0066 | 80.2518 | NEW NO:70,OLD NO:29,SARDAR PATEL ROAD, ADYAR, CHENNAI-20. | CHN1429 | Vodafone | Chennai | RT Pole
IN-1006455 | Nandanam Signal | 13.0311 | 80.2395 | NO.481/1, ANNASALAI, NANDANAM, CHENNAI-35?????? | CHN1435 | Vodafone | Chennai | RT Pole
IN-1006461 | Pallavaram-Railway Station????? | 12.9675 | 80.1526 | PALLAVARAM RAILWAY STATION, PALLAVARAM, CHENNAI | CHN1444 | Vodafone | Chennai | RT Pole
IN-1006466 | Central Railway Station | 13.0829 | 80.2744 | CENTRAL SUBURBAN RAILWAY STATION, MOORE MARKET, CENTRAL, CHENNAI. | CHN1449 | Vodafone | Chennai | RT Pole
IN-1006469 | Satyam Theatre | 13.0552 | 80.2578 | NO:30, THIRU-VI-KA ROAD, ROYAPETTAH, CHENNAI-14. | CHN1470 | Vodafone | Chennai | RT Pole
IN-1006488 | Basin Bridge Railway Station | 13.1038 | 80.2717 | BASIN BRIDGE RAILWAY STATION, BASIN BRIDGE, CHENNAI | CHN1497 | Vodafone | Chennai | RT Pole
IN-1248980 | Karappakkam | 12.9256 | 80.2314 | SURVEY NO: 352, IYAPPA INDUSTRIAL ESTATE, NATESAN ROAD, OGGIAM PETTAI, CHNNNAI. | CHN192 | Vodafone | Chennai | GBT
IN-1006352 | Korattur - Periyar Nagar | 13.1072 | 80.184 | NO 403, 18TH STREET, TNHB, PERIYAR NAGAR, KORATTUR, CHENNAI 600 080 | CHN360 | Vodafone | Chennai | GBT
IN-1006387 | Madhavaram Milk Colony | 13.1504 | 80.2438 | NO 2, GANAPATHY NAGAR, 3RD STREET, MADHAVARAM MILK COLONY, CHENNAI 600 051 | CHN669 | Vodafone | Chennai | GBT
IN-1006853 | Gandhi Road | 12.9858 | 80.2286 | OLD NO.106, GANDHI SALAI, VELACHERRY, CHENNAI - 42 | CHN1096 | Vodafone | Chennai | RT Tower
IN-1006398 | Padikuppam Rd | 13.0861 | 80.1926 | NEW NO:23 OLD NO: 66B PADIKUPPAM RD, GANDHI NAGAR, ANNANAGAR WEST EXTN, THIRUMANGALAM, CHENNAI -40 | CHN760 | Vodafone | Chennai | GBT
IN-1006404 | Athipattu | 13.257 | 80.2748 | ON PONNERI RD NEAR INDIANOIL JN | CHN800 | Vodafone | Chennai | GBT
IN-1006408 | Pazhavanthangal3 | 12.9858 | 80.1827 | NO:20, OLD NO 17, DR.AMBEDKAR ST, PAZHAVANTHANGAL, CHENNAI-114. | CHN865 | Vodafone | Chennai | GBT
IN-1006411 | Ashok Nagar 4Th Avenue | 13.0381 | 80.2135 | NO. 58/2, 4TH AVENUE, ASHOK NAGAR, CHENNAI 600083 | CHN876 | Vodafone | Chennai | GBT
IN-1006436 | Moore Street | 13.0919 | 80.2904 | OLD NO 59, NEW NO 118, MOORE STREET, PARRYS, CHENNAI - 1 | CHN1401 | Vodafone | Chennai | RT Pole
IN-1006622 | Ashok Nagar - 2Nd Avenue | 13.0443 | 80.2126 | SENTHIL TOWER, A-1, FIRST AVENUE, ASHOK NAGAR, CHENNAI | CHN151 | Vodafone | Chennai | RT Pole
IN-1006627 | Cargo - Meenambakkam | 12.9868 | 80.1746 | NO: 15, G.S.T.ROAD, MEENAMBAKKAM, CHENNAI-600 027. | CHN194 | Vodafone | Chennai | RT Tower
IN-1006635 | Peddanaickenpet | 13.0987 | 80.2785 | AMMAN KOIL ST - TELEGRAPH ABONY ST | CHN260 | Vodafone | Chennai | RT Pole
IN-1006636 | Taylors Road | 13.0803 | 80.2379 | NO 10, TAYLORS ROAD, KILPAUK, CHENNAI | CHN263 | Vodafone | Chennai | RT Pole
IN-1006648 | Govindappa Naicken Street | 13.0895 | 80.2812 | SINGAPORE SHOPPING COMPLEX,138 GOVINAPPA NAICKEN ST, CHENNAI | CHN521 | Vodafone | Chennai | RT Pole
IN-1006649 | Prakasam Road1 | 13.0898 | 80.2852 | 143, KAMDHAR BUILDING, BROADWAY, CHENNAI 01 | CHN522 | Vodafone | Chennai | RT Pole
IN-1006665 | Kilpauk Medical College | 13.0782 | 80.2447 | NO 824, P H ROAD, KILPAUK, CHENNAI 600 010 | CHN576 | Vodafone | Chennai | RT Pole
IN-1006673 | Royapettah Hospital | 13.0544 | 80.2643 | MODERN TOWERS, 23 WEST CART STREET, ROYAPETTAH, CHENNAI 600 005 | CHN595 | Vodafone | Chennai | RT Pole
IN-1006525 | Besant Avenue - Adyar | 13.0081 | 80.264 | OLD.NO.1 , NEW.NO.5 ,BESANT AVENUE ,ADYAR ,CH-20 | CHN470 | Vodafone | Chennai | RT Pole
IN-1006539 | Parrys - Old Jail Road | 13.1033 | 80.2889 | NO.85/44 , IBRAHIM SAHIB STREET,PARRYS CHENNAI-1 | CHN488 | Vodafone | Chennai | RT Pole
IN-1006540 | Parrys - Nsc Bose Road | 13.0902 | 80.2774 | NO.67 ,NSC BOSE ROAD , CH-79 | CHN489 | Vodafone | Chennai | RT Pole
IN-1006580 | Seven Wells Road | 13.1033 | 80.2815 | NEW.NO.8, OLD.NO.117&118, SEVENWELLS ST, PARRYS, CHENNAI-1 | CHN1044 | Vodafone | Chennai | RT Pole
IN-1006584 | Srmc 1? | 13.038 | 80.1444 | SRI RAMACHANDRA MEDICAL COLLEGE, DENTAL BLOCK, MOUNT POONAMALLE ROAD, PORUR, CHENNAI. | CHN1062 | Vodafone | Chennai | RT Pole
IN-1006588 | Royapettah High Road?? | 13.0473 | 80.2663 | NO.88A, LLOYDS ROAD, ROYAPETTAH, CHENNAI-14???? | CHN1108 | Vodafone | Chennai | RT Pole
IN-1006590 | Thiruvalleswarar Nagar Extn | 12.9747 | 80.2626 | OLD NO.98, NEW NO.6, 3RD STREET, JOURNALIST COLONY, SRINIVASAPURAM, THIRUVANMIYUR, CHENNAI - 41 | CHN1124 | Vodafone | Chennai | RT Pole
IN-1006614 | Ramamurthy Nagar | 12.9577 | 80.1926 | NO.1 & 2, VAILANKANNI MAT. SILVER JUBILEE HR. SEC. SCHOOL, DR.RAMAMURTHY NAGAR MAIN ROAD, KILKATTALAI, CHENNAI-117.? | CHN1269 | Vodafone | Chennai | RT Pole
IN-1006448 | Vadapalani Signal | 13.05 | 80.2123 | NO.145, ARCOT ROAD, VADAPALANI, CHENNAI-26? | CHN1428 | Vodafone | Chennai | RT Pole
IN-1006475 | Nelson Manickam Road | 13.0678 | 80.2264 | OLD NO.27, NEW NO.146, NELSON MANICKAM ROAD, METHA NAGAR, CHENNAI-600029??????? | CHN1478 | Vodafone | Chennai | RT Pole
IN-1006516 | Mount Road Lic | 13.0632 | 80.2662 | STATA MABK OF INDIA RD, NEAR LIC, ANNA SALAI CHENNAI | CHN440 | Vodafone | Chennai | RT Pole
IN-1006520 | Butt Road2 | 13.0072 | 80.1994 | NO 4/36, BUTT ROAD, ST THOMAS MOUNT, CHENNAI | CHN447 | Vodafone | Chennai | RT Pole
IN-1006526 | Royapettah-Clock Tower | 13.0595 | 80.2656 | NO.11/19 , WOODAS ROAD , ROYAPETTAH ,CH-14 | CHN471 | Vodafone | Chennai | RT Pole
IN-1006561 | Kellys | 13.0858 | 80.2444 | UMA COMPLEX,#39, BALFOUR RD., KELLYS, CHENNAI-600010. | CHN050 | Vodafone | Chennai | RT Pole
IN-1006575 | Egmore3 | 13.0657 | 80.2566 | SHIVALAYA, #170, BLOCK A, COMMANDER IN CHIEF ROAD, CHENNAI-105 | CHN102 | Vodafone | Chennai | RT Pole
IN-1006715 | Erabalu St? | 13.0914 | 80.2883 | OLD NO:45, NEW NO.93, ARMENIAN STREET, CHENNAI-600001? | CHN813 | Vodafone | Chennai | RT Pole
IN-1006738 | Chinthamani Jn | 13.0836 | 80.2263 | NO.23/13, LINK ROAD, SHENOY NAGAR, CHENNAI - 30 | CHN891 | Vodafone | Chennai | RT Pole
IN-1006760 | Choolaimedu - Azad Nagar | 13.0654 | 80.2181 | NO.2 /34 , VINOBHAJI STREET ,CHOOLAIMEDU ,CHENNAI | CHN982 | Vodafone | Chennai | RT Pole
IN-1006776 | Tambaram | 12.9249 | 80.1147 | INDIAN BANK BLDG., 130B , MUDICHUR ROAD,WEST TAMBARAM, CHENNAI-45. | CHN025 | Vodafone | Chennai | RT Tower
IN-1006792 | Mylapore1 | 13.0457 | 80.2554 | MUCHACHI MANSION, NO:7, KASTURI ESTATE, 3RD STREET., CHENNAI-86. | CHN048 | Vodafone | Chennai | RT Tower
IN-1006826 | Thiruvanmiyur Rto | 12.98 | 80.2595 | NO.66, THIRUVEETHI AMMAN KOIL STREET, THIRUVANMIYUR CHENNAI ? 41 | CHN1031 | Vodafone | Chennai | RT Tower
IN-1006867 | Mangalapuram-Chetpet | 13.0721 | 80.2445 | OLD.NO.48/3, NEW.NO.30, SCHOOL ROAD, CHETPET, CHENNAI-31 | CHN1132 | Vodafone | Chennai | RT Tower
IN-1006868 | Kodungaiyur | 13.1368 | 80.2557 | NO.4, KADAMPADY, AMMAN KOIL ST, CHINNADI MADAM, CH-118 | CHN1133 | Vodafone | Chennai | RT Tower
IN-1006659 | Francis Turian Street | 13.0999 | 80.2847 | NO 1, MADURAI VASAL LANE, SEVEN WELLS, CHENNAI 600 001 | CHN554 | Vodafone | Chennai | RT Pole
IN-1006675 | Ganapathy Colony | 13.0515 | 80.26 | NEW NO 25, SRINIVASA PERUMAL SANATHI 3RD STREET, ROYAPETTAH, CHENNAI 600 014 | CHN597 | Vodafone | Chennai | RT Pole
IN-1006703 | Padmavathi Nagar | 13.0487 | 80.1957 | NO.1 & 2 , KAMARAJAR SALAI ,VIRUGAMBAKKAM ,CHENNAI-92 | CHN737 | Vodafone | Chennai | RT Pole
IN-1006742 | South Boag Road | 13.0336 | 80.2392 | NO.51, HINDI PRACHAR SHABA STREET, T.NAGAR, CHENNAI - 17 | CHN915 | Vodafone | Chennai | RT Pole
IN-1006744 | North Boag Road-2 | 13.0417 | 80.2444 | NO.23C , MANDIRA APARTMENTS ,PIONEER HOMES , NORTH BOAG ROAD ,T.NAGAR ,CH -17 | CHN928 | Vodafone | Chennai | RT Pole
IN-1006748 | Thirupalli Street | 13.0974 | 80.2775 | NO.23 , THIRUPALLI STREET , CHENNAI-79 | CHN942 | Vodafone | Chennai | RT Pole
IN-1006759 | Parthasarathy Temple | 13.0536 | 80.2794 | NO 29/16, SUNKUVAR STREET, TRIPLICANE, CHENNAI - 5 | CHN973 | Vodafone | Chennai | RT Pole
IN-1006764 | Royapettah1 | 13.0583 | 80.2683 | #118, BHARATHI SALAI(PYCROFTS RD.,),ROYAPETTAH,CHENNAI-600014. | CHN001 | Vodafone | Chennai | RT Tower
IN-1006583 | Nandanam1 | 13.0337 | 80.245 | PADMA COMPLEX, # 467 ,(OLD # 320),ANNASALAI ,NANDANAM,CHENNAI-600035 | CHN106 | Vodafone | Chennai | RT Pole
IN-1006593 | Arumbakkam-Janakiraman Colony | 13.0739 | 80.2044 | NO.4/48, JANAKIRAMAN COLONY, ARUMBAKKAM, CHENNAI 600 106 | CHN1150 | Vodafone | Chennai | RT Pole
IN-1006601 | Nungambakkam Railway St | 13.0633 | 80.2323 | NO.11/27, SOWRASHTRA NAGAR, 6TH STREET, CHOOLAIMEDU, CHENNAI - 84 | CHN1195 | Vodafone | Chennai | RT Pole
IN-1006610 | Ashok Nagar 7Th Avenue? | 13.0338 | 80.2159 | OLD NO.83/1, NEW NO.72, 53 RD STREET, 7TH AVENUE, ASHOK NAGAR, CHENNAI-600083 | CHN1259 | Vodafone | Chennai | RT Pole
IN-1006624 | Pudupet1 | 13.0708 | 80.265 | J.J.AUTO SPARES,#35/1 HARRIES ROAD, PUDUPET, CHENNAI-02 | CHN176 | Vodafone | Chennai | RT Pole
IN-1006641 | Karpagam Gardens | 13.0071 | 80.2609 | LOTUS APARTMENTS, 19 BESANT AVENUE, ADYAR, CHENNAI 600 020 | CHN366 | Vodafone | Chennai | RT Pole
IN-1006678 | Seven Wells Street | 13.1006 | 80.2822 | NO 84A, SEVEN WELLS STREET, CHENNAI 600 001 | CHN601 | Vodafone | Chennai | RT Pole
IN-1006693 | Raj Tv | 13.0412 | 80.2511 | NO 13&15, POES ROAD 2RD STREET, TEYNAMPET, CHENNAI 600 018 | CHN681 | Vodafone | Chennai | RT Pole
IN-1006879 | Alapakkam | 13.048 | 80.1615 | PLOT.NO.7, KUPPUSAMY ST, GANAPATHY NAGAR, ALAPAKKAM, CHENNAI-116 | CHN1154 | Vodafone | Chennai | RT Tower
IN-1006882 | Vysarpadi-Periyar Nagar | 13.1211 | 80.2484 | NO45/385 THIRUVALLUVAR ST, PERIYAR NAGAR, VYSERPADI CHENNAI -600039 | CHN1162 | Vodafone | Chennai | RT Tower
IN-1006922 | Adambakkam - Vandi Karan Street | 12.9965 | 80.2098 | N0:8, THIRU MURUGAN STREET , GANESH NAGAR, ADAMBAKKAM, CHENNAI | CHN141 | Vodafone | Chennai | RT Tower
IN-1006934 | Royapuram1 | 13.1089 | 80.29 | #127,(OLD 41), RAMANAICKEN STREET,ROYAPURAM, CHENNAI-13 | CHN170 | Vodafone | Chennai | RT Tower
IN-1006950 | Parrys3 | 13.101 | 80.2838 | 60 / 143, PORTIGUSES CHURCH ROAD, CHNNNAI-01 | CHN232 | Vodafone | Chennai | RT Tower
IN-1006954 | Periamet | 13.0846 | 80.2698 | 148/8, VEPERY HIGH ROAD, NEAR MOSQUE, ON GANNET SHOE MART BUILDING, PERIAMET, CHENNAI | CHN241 | Vodafone | Chennai | RT Tower
IN-1006959 | Greenways Rd | 13.0189 | 80.26 | 34/91,GREENWAYS RD RAPURAM | CHN252 | Vodafone | Chennai | RT Tower
IN-1006960 | Norton Road | 13.0268 | 80.2691 | NEW NO :9, FIRST TRUST MAIN ROAD, MANDAVELI, CHENNAI 600 028 | CHN253 | Vodafone | Chennai | RT Tower
IN-1006975 | Anakaputhur | 12.9831 | 80.1284 | NO.1, JAWAHARLALNEHRU ROAD,ANAKAPUTHUR, CHENNAI - 70 | CHN284 | Vodafone | Chennai | RT Tower
IN-1006694 | Polichalur Main Road | 12.9829 | 80.1398 | R R COMPLEX, POLICHALUR MAIN ROAD, VENKATESWARA NAGAR, CHENNAI | CHN701 | Vodafone | Chennai | RT Tower
IN-1006701 | Rk Salai Nilgris | 13.0446 | 80.2637 | ALPHA COMMERCIALS, NO 82 RK SALAI, MYLAPORE, CHENNAI 600 004 | CHN730 | Vodafone | Chennai | RT Pole
IN-1006707 | Thousand Lights2 | 13.0568 | 80.2579 | NO.33 , WHITES ROAD ,ROYAPETAH ,CH-14 | CHN783 | Vodafone | Chennai | RT Pole
IN-1006746 | Thirumoorthy Street | 13.0477 | 80.2377 | NEW.NO.20 , OLD.NO.25 , THIRUMOORTHY STREET , T.NAGAR ,CH-17 | CHN930 | Vodafone | Chennai | RT Pole
IN-1006788 | Sowcarpet3 | 13.1033 | 80.2789 | SRI BALAJI HOUSE, 6, SARAVANA MUDALI ST,CHENNAI - 79 | CHN040 | Vodafone | Chennai | RT Tower
IN-1006804 | MKB Nagar1 | 13.1183 | 80.2608 | 10A /4 , 1ST CROSS ST.MKB NAGAR,CHENNAI-39 | CHN067 | Vodafone | Chennai | RT Tower
IN-1006817 | Luz | 13.04 | 80.2659 | ARUN KALYAN,NO.60, VEERAPERUMAL KOIL ST., LUZ, CHENNAI -600004 | CHN100 | Vodafone | Chennai | RT Tower
IN-1006822 | Perumbakkam Radha Nagar | 12.9098 | 80.1936 | PLOT.NO.57, 3RD STREET, SOWMIYA NAGAR 1, MEDAVAKKAM, CHENNAI-601302 | CHN1009 | Vodafone | Chennai | RT Tower
IN-1006829 | Mandapam Road,Kilpauk | 13.0878 | 80.232 | OLD NO.21/B, NEW NO.85, NEW MANDAPAM ROAD, KILPAUK, CHENNAI - 10 | CHN1034 | Vodafone | Chennai | RT Tower
IN-1006838 | Mugappair? | 13.0747 | 80.1769 | NO.670, L.I.G, 14TH STREET, ERI SCHEME, MUGAPPAIR, CHENNAI | CHN1055 | Vodafone | Chennai | RT Tower
IN-1006844 | Thiruvottiyur, Bharthi Nagar | 13.1842 | 80.313 | NO.2, 1ST MAIN ROAD, RAMAKRISHNA NAGAR, ERNAVOOR, CHENNAI-57 | CHN1070 | Vodafone | Chennai | RT Tower
IN-1006846 | Vysarpadi - Gandhipuram | 13.1098 | 80.2603 | NO.55/31, GANESAPURAM MAIN ROAD, VYSARPADI, CHENNAI-38 | CHN1072 | Vodafone | Chennai | RT Tower
IN-1006866 | Villivakkam - Icf | 13.1057 | 80.2153 | NO:6 C, SEEYALAM 2 ND STREET, VILLIVAKKAM, CHENNAI-600023. | CHN1131 | Vodafone | Chennai | RT Tower
IN-1006871 | Sk Puram, Greenways Road | 13.0178 | 80.2522 | OLD.NO.82, NEW.NO.145, RAJESHWARI ILLAM, 5TH ST, ANNAI SATHYA NAGAR, GREENWAYS RD, RA PURAM, CH-28 | CHN1138 | Vodafone | Chennai | RT Tower
IN-1044178 | Nanganallur2 | 12.9811 | 80.1882 | 19, 4TH MAIN RD, NANGANALLURCHENNAI-600 061 | CHM378 | Airtel | Chennai | RT Tower
IN-1006877 | Mmda -? Ashoka Nagar | 13.0685 | 80.2116 | NO.5/14, MARIAMMAN KOIL ST, ASHOKA NAGAR, ARUMBAKKAM,CHENNAI | CHN1152 | Vodafone | Chennai | RT Tower
IN-1006980 | Alapakkam | 13.0428 | 80.1637 | 131, ALAPAKKAM MAIN ROAD, ALAPAKKAM, PORUR, CHENNAI 600 116 | CHN296 | Vodafone | Chennai | RT Tower
IN-1006986 | Royapuram2 | 13.1128 | 80.2906 | #5, SOMU CHETTY ST, 6TH LANE, ROYAPURAM, CHENNAI-13. | CHN310 | Vodafone | Chennai | RT Tower
IN-1006994 | Station Mount Road - Alandur | 12.9994 | 80.2028 | #485, MKN ROAD, ALANDUR,CHENNAI. | CHN323 | Vodafone | Chennai | RT Tower
IN-1007007 | Jafferkhanpet2 | 13.0272 | 80.212 | NO 9 GGANGAIAMMAN KOVIL STREET,JAFFERKHANPET EAST CHENNAI 600083 | CHN349 | Vodafone | Chennai | RT Tower
IN-1007036 | Perungudi By Pass | 12.9717 | 80.2458 | PLOT NO 9, THIRUVENGADA NAGAR 1ST STREET, KANDHANCHAVADI, CHENNAI 600 096 | CHN541 | Vodafone | Chennai | RT Tower
IN-1007047 | Alwarthirunagar North | 13.0488 | 80.1814 | NEW NO 35, OLD NO 9, RAJAH KRISHNANA SALAI, RAMAKRISHNA NAGAR, ALWARTHIRUNAGAR, VALASARAVAKKAM, CHENNAI 600 087 | CHN572 | Vodafone | Chennai | RT Tower
IN-1007049 | Porur South | 13.0343 | 80.1603 | OLD NO 113, NEW NO 75, TRUNK ROAD, PORUR, CHENNAI 600 116 | CHN574 | Vodafone | Chennai | RT Tower
IN-1006880 | Ramavaram | 13.0353 | 80.1696 | NO.36, HOSPITAL ROAD, CHINNA PORUR, RAMAVARAM, CHENNAI - 116 | CHN1155 | Vodafone | Chennai | RT Tower
IN-1006968 | Thiruvanmiyur Kamaraj Nagar | 12.9829 | 80.2578 | OLD NO 14, NEW NO 2,20TH STREET, KAMARAJ NAGAR, THIRUVANMAYUR, CHENNAI 600 041 | CHN266 | Vodafone | Chennai | RT Pole
IN-1007043 | Anna Nagar - H Block | 13.0913 | 80.2008 | PLOT NO:949,13TH MAIN RD,ANNA NAGAR H BLOCK,CH-40 | CHN564 | Vodafone | Chennai | RT Tower
IN-1007056 | Mrc Nagar2 | 13.0167 | 80.272 | MRC NAGAR, 110/33,KVA SS TNEB, THANDAVARAYAN STREET, CHENNAI 600 028 | CHN586 | Vodafone | Chennai | RT Pole
IN-1007065 | Zameen Pallavaram | 12.9645 | 80.152 | NO 2/27, ETHIRAJ STREET, RAJAJI NAGAR, PALLAVARAM, CHENNAI 600 043 | CHN619 | Vodafone | Chennai | RT Tower
IN-1239730 | Tambaram East2 | 12.9261 | 80.1343 | MR.V.RAJENDRAN S/o.MR.VARADHAN, , No.-4, CST Nagar, Manimegali street Extn., East Tambaram, Chennai-59 | CHM1482 | Airtel | Chennai | RT Tower
IN-1007071 | Brilliant Tutorials | 13.0401 | 80.2381 | NO 1/1, DEENDAYALAN STREET, T NAGAR, CHENNAI 600 017 | CHN633 | Vodafone | Chennai | RT Tower
IN-1007073 | Kanagam Iit | 12.984 | 80.2393 | NO.18, OLD.NO.40 ,BHARATHIYAR STREET ,TARAMANI ,CH-113 | CHN635 | Vodafone | Chennai | RT Tower
IN-1007091 | Peravallur1 | 13.1175 | 80.2293 | OLD NO 154, NEW NO 418, PAPER MILLS ROAD, PERAVALLUR, CHENNAI 600 082 | CHN673 | Vodafone | Chennai | RT Tower
IN-1238275 | Jayaram Nagar Thiruvanmiyur | 12.9847 | 80.2657 | ANBAZHAGAN,37, 2ND STREET, RAJA SRINIVASAN NAGAR, THIRUVANMIYUR, CHENNAI-41 ANBAZHAGAN,37, 2ND STREET, RAJA SRINIVASAN NAGAR, THIRUVANMIYUR, CHENNAI-41 | CHM894 | Airtel | Chennai | RT Tower
IN-1007134 | Muthu Thottam | 13.0552 | 80.2185 | PDS THIRUMANA MANDAPAM, OLD NO 8, NEW NO 76, SIVAN KOIL CROSS STREET, KODAMBAKKAM, CHENNAI 600 024 | CHN747 | Vodafone | Chennai | RT Tower
IN-1007136 | Habibullah Rd | 13.0494 | 80.2371 | OLD NO 33, NEW NO 2, DR SADASIVA MAGAR, T NAGAR, CHENNAI 600 017 | CHN750 | Vodafone | Chennai | RT Tower
IN-1007163 | Kolathur Srinivasa Nagar | 13.1185 | 80.2059 | NEW NO 175, OLD NO 126/4, PLOT NO 13A, VALLUVAR NAGAR, RED HILLS ROAD ( NORTH ), VILLIVAKKAM, CHENNAI 600 049 | CHN794 | Vodafone | Chennai | RT Tower
IN-1007213 | Nanganallur-Sb Colony | 12.9737 | 80.1842 | NO:3/67A, BV NAGAR SOUTH, 3RD ST, SB COLONY EXTN, NANGANLLUR, CHENNAI | CHN904 | Vodafone | Chennai | GBT
IN-1007215 | R K Nagar | 13.0231 | 80.2624 | OLD NO: 36/4,NEW NO:66,THIRUVENKADAM ST, RK NAGAR, CHENNAI-28? | CHN913 | Vodafone | Chennai | RT Tower
IN-1007231 | Korukkpet - Mannappa Street | 13.1164 | 80.2798 | NO.9,MUNAPPA MUDALI STREET, KORUKKUPET , CH-21 | CHN948 | Vodafone | Chennai | RT Pole
IN-1007195 | Ramavaram Giri Nagar | 13.0289 | 80.1779 | NO:2/16,GIRI NAGAR,RAMAVARAM | CHN873 | Vodafone | Chennai | RT Tower
IN-1007219 | Erukkanchery 2 | 13.1258 | 80.2488 | NO 43, ETHIRAJ SWAMY SALAI, ERUKKANCHERI, CHENNAI - 118 | CHN922 | Vodafone | Chennai | RT Tower
IN-1007237 | Virugambakkam Vembuliammankoil | 13.045 | 80.1895 | NO.6 , VEMBULIAMMAN KOIL STREET ,VIRUGAMBAKKAM CH-78 | CHN963 | Vodafone | Chennai | RT Tower
IN-1007238 | Porur-Vigneswaranagar | 13.0257 | 80.1516 | THANGAM STORES, NO 43, GANGAI KAVERY ST, VIGNESWARAR NAGAR, PORUR, CHENNAI - 116 | CHN964 | Vodafone | Chennai | RT Tower
IN-1006272 | Ambattur2 | 13.1014 | 80.1683 | #101, CORANMANDEL TOWN, AMBATTUR INDUSTRIAL ESTATE, CHENNAI-98 | CHN056 | Vodafone | Chennai | GBT
IN-1006330 | Thiruverkadu | 13.0706 | 80.1264 | #91, OM PARASAKTHI NAGAR, THIRUVERKADU | CHN188 | Vodafone | Chennai | GBT
IN-1006333 | Chemenchery | 12.8756 | 80.2278 | SURVEY NO. 169/1B2 SEMMENCHNRRY VILLAGE, OLD MAHABALIPURAM RD, TAMBARAM TALUK. | CHN207 | Vodafone | Chennai | GBT
IN-1006353 | Kovilambakkam | 12.9387 | 80.1837 | PLOT NO 16 & 16A, DOOR NO 2/253, KAMARAJAR SALAI, KOVILAMBAKKAM, CHENNAI - 117 | CHN382 | Vodafone | Chennai | GBT
IN-1006380 | Lakshmi Nagar | 12.9797 | 80.1901 | 9B, MC MILLIAN COLONY, 4TH STREET, NANGANALLUR, CHENNAI 600 061 | CHN646 | Vodafone | Chennai | GBT
IN-1006394 | Radha Nagar Main Rd | 12.9485 | 80.1562 | OLD NO 125, NEW NO 90, BIG STREET, ZAMEEN ROYAPETTAH, CHROMPET, CHENNAI 600 044 | CHN697 | Vodafone | Chennai | GBT
IN-1006437 | Wall Tax South | 13.0834 | 80.2761 | MODERN CENTRAL LODGE, NEW NO.341, OLD NO.156, WALL TAX ROAD, CHENNAI - 3 | CHN1415 | Vodafone | Chennai | RT Pole
IN-1006456 | Pondy Bazzar | 13.0406 | 80.2369 | NO. 50, THYAGARAYA ROAD, PONDY BAZAAR, T-NAGAR, CHENNAI - 17? | CHN1436 | Vodafone | Chennai | RT Pole
IN-1006458 | Ennore-Railway Station | 13.2177 | 80.3217 | ENNORE RAILWAY STATION, ENNORE, CHENNAI -57???? | CHN1441 | Vodafone | Chennai | RT Pole
IN-1006528 | Sardar Patel Road-Adyar | 13.0065 | 80.2446 | OLD NO 6, SARDAR PATEL ROAD, ADYAR, CHENNAI - 13 | CHN473 | Vodafone | Chennai | RT Pole
IN-1006557 | Sowcarpet1 | 13.0928 | 80.2867 | 2, PERIANNA MAISTRY ST.,CHENNAI - 1 | CHN037 | Vodafone | Chennai | RT Pole
IN-1006558 | Mannady1 | 13.0956 | 80.2914 | NO.4 ,JAFFER SAYRANG STREET, MANNADY ,CHENNAI-600001. | CHN041 | Vodafone | Chennai | RT Pole
IN-1006565 | Pondy Bazar | 13.0414 | 80.235 | VUMMUDI BANGARU, #108, SIR THIYAGARYA RD., T NAGAR, CHENNAI-18. | CHN062 | Vodafone | Chennai | RT Pole
IN-1006596 | Nandanam2 | 13.0308 | 80.2378 | 672,ANNASALAI,NANDANAM,CHENNAI-35 | CHN117 | Vodafone | Chennai | RT Pole
IN-1006597 | Anakaputhur-Kamarajar Rd | 12.9796 | 80.1291 | NO.48, KAMARAJAR SALAI, ANAKAPUTHUR, CHENNAI-70 | CHN1170 | Vodafone | Chennai | RT Pole
IN-1006615 | Mount Road2 | 13.0614 | 80.2611 | SPENCER PLAZA, 769,ANNASALAI,CHENNAI-2 | CHN127 | Vodafone | Chennai | RT Pole
IN-1006617 | Mahalingapuram 2 | 13.0557 | 80.2367 | NEW NO.5, OLD NO.3, KAMBAR NAGAR, NUNGAMBAKKAM, CHENNAI-34. | CHN1277 | Vodafone | Chennai | RT Pole
IN-1006273 | Erukkanchery 1 | 13.128 | 80.2444 | #15,GNT ROAD,ERUKANCHARI, CHENNAI-600118 | CHN073 | Vodafone | Chennai | GBT
IN-1006284 | Redhills-Sothupakkam | 13.1984 | 80.1882 | NO.2/76, THIRUVALLUVAR STREET, THEERTHANGARAIPATTU, REDHILLS, CHENNAI-52 | CHN1022 | Vodafone | Chennai | GBT
IN-1006303 | Kishkintha | 12.9421 | 80.077 | OLD NO.3/118, NEW NO.118, DURGAS MAIN ROAD, RAJAGOPAL KANDIGAI, EUMAIYUR, CHENNAI - 44 | CHN1141 | Vodafone | Chennai | GBT
IN-1006316 | Nadiyambakkam | 13.2687 | 80.2773 | NO.9, RAILWAY STATION ROAD, KANNAPPAN NAGAR, NADIYAMBAKKAM, CHENNAI 120 | CHN1220 | Vodafone | Chennai | GBT
IN-1006318 | New Perungalathur | 12.9056 | 80.0907 | PLOT NO:19 C, BUDDAR STREET, NEW PERUNGHALATHUR, CHENNAI-63?? | CHN1223 | Vodafone | Chennai | GBT
IN-1006319 | Minjur Railway Station? | 13.281 | 80.2631 | NO:1, ANNA STREET, ARIYANVAYIL, MINJUR, CHENNAI-601203? | CHN1225 | Vodafone | Chennai | GBT
IN-1006351 | Madipakkam2 | 12.963 | 80.1958 | 5,VEMBULIAMMAN KOIL STREET, MADIPAKKAM, CHENNAI (VEMBULIAMMAN) | CHN336 | Vodafone | Chennai | GBT
IN-1006355 | Mepz | 12.9452 | 80.1232 | OPP TO SDF BUILDINGS, MADRAS EXPORT PROCESSING ZONE, CHENNAI 600 045 | CHN385 | Vodafone | Chennai | GBT
IN-1006361 | Akkarai | 12.897 | 80.2469 | PLOT NO C, SURVEY NO : 2/1A1C2 & 162/2B1, NEW MAHABALIPURAM RD, SHOLINGANALLUR VILLAGE | CHN530 | Vodafone | Chennai | GBT
IN-1006368 | Thirumangalam Road | 13.1013 | 80.2022 | NO 62, THIRUMANGALAM ROAD, 2ND STREET, VILLIVAKKAM, CHENNAI 600 049 | CHN567 | Vodafone | Chennai | GBT
IN-1006371 | Kolathur Lakshmipuram | 13.1293 | 80.2082 | NO 3/7, KASTURI NAGAR, 5TH STREET, LAKSHMIPURAM, CHENNAI 600 099 | CHN612 | Vodafone | Chennai | GBT
IN-1006388 | Kallikuppam | 13.1328 | 80.1733 | OLD.NO.1,NEW.NO.3,PADASALAI STREET,KALLIKUPPAM-53 | CHN675 | Vodafone | Chennai | GBT
IN-1006390 | Anna Nagar-Jawahar Colony | 13.0817 | 80.1994 | NO 3007,Z BLOCK. SECOND STREET, 13TH MAIN RD, ANNA NAGAR WEST, CHENNAI 600 084 | CHN682 | Vodafone | Chennai | GBT
IN-1006416 | Kalamegam Street - East Tambaram | 12.925 | 80.13 | NO:20,KALAMEGAM STREET , EAST TAMBARAM,CHENNAI-59 | CHN917 | Vodafone | Chennai | GBT
IN-1006629 | Zackariya Colony | 13.0573 | 80.2287 | GREATA PEARL APTS, 174, CHOOLAIMEDU HIGH ROAD, ZAKARIYA COLONY, CHENNAI. | CHN199 | Vodafone | Chennai | RT Pole
IN-1006642 | T Nagar-Tp Road | 13.0485 | 80.2402 | NO.2 SARANGAPANI ST T.NAGAR (PACKIAM CONSTRUCTION), CHENNAI | CHN376 | Vodafone | Chennai | RT Pole
IN-1006660 | Mint Street2 | 13.0967 | 80.2798 | 425 MINT STREET, CHENNAI 600 079 | CHN555 | Vodafone | Chennai | RT Pole
IN-1006691 | Guindy B S | 13.0086 | 80.2084 | MAMANJEE CENTRE, S-7, THIRU VI KA INDUATRIAL ESTATE, CHENNAI 600 032 | CHN657 | Vodafone | Chennai | RT Pole
IN-1006710 | Washermanpet West | 13.1128 | 80.2799 | NO 18, PARTHASARATHY MAIN STREET, NR PANDYAN THEATRE, CHENNAI 600 021 | CHN807 | Vodafone | Chennai | RT Pole
IN-1006716 | Vellai Thottam | 13.0336 | 80.2259 | NO:53, K.R.KOIL ST ,WEST MAMBALAM, CHENNAI - 600033 | CHN815 | Vodafone | Chennai | RT Pole
IN-1006730 | Royapettah Azad Nagar | 13.0517 | 80.2651 | NO : 28/59 , NALLANA MUDHALI ST,ROYAPETTAH, CHENNAI- 600014 | CHN860 | Vodafone | Chennai | RT Pole
IN-1006734 | Muthialpet | 13.1017 | 80.2885 | OLD NO:52,NEW NO:30,SALAI VINAYAGAR KOIL ST,MANNADI,CH-1 | CHN880 | Vodafone | Chennai | RT Pole
IN-1006749 | Indira Nagar 3Rd Avenue | 12.9904 | 80.2531 | PLOT.NO.470A, DOOR.NO.60/30, 28TH CROSS STREET, INDIRA NAGAR, ADYAR, CH-20 | CHN946 | Vodafone | Chennai | RT Pole
IN-1006768 | Choolaimedu1 | 13.0642 | 80.2298 | #71, AMIRJAN STREET, CHOOLAIMEDU, CHENNAI-94. | CHN008 | Vodafone | Chennai | RT Tower
IN-1006773 | Koturpuram | 13.017 | 80.2426 | #44(39/1), PONNIAMMAN KOIL ST.,KOTTURPURAM, CHENNAI-85. | CHN017 | Vodafone | Chennai | RT Tower
IN-1006779 | Alandur | 13.0063 | 80.2037 | 49 &50,EASWARN KOIL ST,ALANDUR ,CHENNAI-16 | CHN028 | Vodafone | Chennai | RT Tower
IN-1006781 | Vadapalani 1 | 13.0494 | 80.2065 | GOWRI CHITRA, 88/4 ,ARCOT ROAD, VADAPALANI,CHENNAI-26. | CHN030 | Vodafone | Chennai | RT Tower
IN-1006784 | West Mambalam1 | 13.0394 | 80.2214 | VASANTHAM MARRIGE HALL, 15/37,SRINIVASA PILLAI ST., WEST MAMBALAM,CHENNAI-33. | CHN034 | Vodafone | Chennai | RT Tower
IN-1006785 | Manapakkam1 | 13.0207 | 80.183 | GARDEN VILLA, #15,MANAPAKKAM MAIN ROAD,MANAPAKKAM, CHENNAI-116 | CHN036 | Vodafone | Chennai | RT Tower
IN-1006799 | Anna Nagar2 | 13.0856 | 80.2031 | DIAMOND PLAZA, 995P , 2 ND AVENUE, 12 TH MAIN RD., ANNANAGAR , CHENNAI-40. | CHN058 | Vodafone | Chennai | RT Tower
IN-1006805 | Mylapore4 | 13.0361 | 80.2728 | #7(OLD #3), ARUNDALE ST. , MYLAPORE,CHENNAI-600004. | CHN068 | Vodafone | Chennai | RT Tower
IN-1006818 | Kottivakkam Swaminathan Nagar | 12.9729 | 80.2557 | PLOT.NO.6, SWAMINATHAN NAGAR, KOTIVAKKAM, THIRUVANMIYUR, CHENNAI - 41 | CHN1000 | Vodafone | Chennai | RT Tower
IN-1006283 | Cholavaram - North | 13.2378 | 80.1617 | NO.153A, G.N.T.ROAD, CHOLAVARAM, CHENNAI- 67 | CHN1021 | Vodafone | Chennai | GBT
IN-1006296 | Korukupet | 13.111 | 80.2738 | NO.3, OLD GLASS FACTORY RD, COCHRANE, BASIN ROAD, CH-21 | CHN1095 | Vodafone | Chennai | GBT
IN-1006312 | Ambathur-Ayaragathamman Nagar | 13.1356 | 80.1581 | OLD NO:51, NEW NO:21, ORAGHADAM,AYARAGATHAMMAN NAGAR,AMBATUR, CHENNAI-53. | CHN1203 | Vodafone | Chennai | GBT
IN-1006357 | Govardhanagiri | 13.098 | 80.1086 | NO 55, MARYTHI AVENUE, GOVARDHANAGIRI, NEAR TI CYCLE,CHENNAI 600 071 | CHN450 | Vodafone | Chennai | GBT
IN-1006370 | Periyarpathai | 13.0593 | 80.2125 | OLD NO 49, NEW NO 170, PERIYAR PATHAI,CHOOLAIMEDU, CHENNAI 600 094 | CHN608 | Vodafone | Chennai | GBT
IN-1006383 | Adambakkam - Eb Colony | 12.9849 | 80.2101 | NO 4, 2ND STREET, EB COLONY, ADAMBAKKAM, CHENNAI 600 088 | CHN649 | Vodafone | Chennai | GBT
IN-1007038 | North Usman Road1 | 13.0442 | 80.2323 | 147, NORTH USMAN ROAD, T NAGAR, CHENNAI 600 017 | CHN545 | Vodafone | Chennai | RT Tower
IN-1007042 | Gangu Reddy Road | 13.0746 | 80.2527 | NO 84, GANGU REDDY ROAD, EGMORE, CHENNAI 600 008 | CHN559 | Vodafone | Chennai | RT Tower
IN-1007048 | Virukambakkam South | 13.0399 | 80.1861 | NO 33, KAIKAN KUPPAM MAIN RD, CHENNAI 600 087 | CHN573 | Vodafone | Chennai | RT Tower
IN-1007061 | Ayanavaram North | 13.0987 | 80.2351 | NO 317/2, K H ROAD, AYANAVARAM, CHENNAI 600 023 | CHN610 | Vodafone | Chennai | RT Tower
IN-1007074 | Pazhavanthangal2 | 12.9881 | 80.1855 | NO 1, VEMBULIAMMAN KOIL ST, PALAVANTHANGAL, CHENNAI 600 114 | CHN636 | Vodafone | Chennai | RT Tower
IN-1007106 | Sadasiva Nagar | 12.9653 | 80.2007 | AROOP MAHAL, NO 9, MADIPAKKAM MAIN ROAD, BABIAH GARDEN, CHENNAI 600 091 | CHN706 | Vodafone | Chennai | RT Tower
IN-1007107 | Annai Indira Nagar | 12.9766 | 80.228 | PLOT NO 156, KAMBAR STREET, ANNAI INDIRA NAGAR MAIN ROAD, VELACHERY, CHENNAI - 42 | CHN707 | Vodafone | Chennai | RT Tower
IN-1006385 | Oorapakkam | 12.8622 | 80.0729 | NO 3, PERUMAL KOIL STREET, OORAPAKKAM, KANCHIPURAM DT | CHN656 | Vodafone | Chennai | GBT
IN-1006419 | Vinayaga Nagar - Thoraipakkam | 12.9476 | 80.2342 | NO.1/162A , VINAYAGA NAGAR , THORAIPAKKAM ,CH-96 | CHN969 | Vodafone | Chennai | GBT
IN-1006438 | Wall Tax Road North???? | 13.0894 | 80.2756 | HOTEL ISHWAR, NO.100A, WALL TAX ROAD, CHENNAI ? 3? | CHN1416 | Vodafone | Chennai | RT Pole
IN-1006439 | Chinthamani Jn | 13.0849 | 80.2239 | NO.C,52, NEW.NO.1, ANNANAGAR EAST, CHENNAI | CHN1417 | Vodafone | Chennai | RT Pole
IN-1006462 | Triplicane, Bharathi Salai | 13.0589 | 80.2741 | NO.53, BHARATHI SALAI, TRIPLICANE, CH-05 | CHN1445 | Vodafone | Chennai | RT Pole
IN-1006500 | Cowl Bazaar,Airport | 12.9935 | 80.1471 | 1/103 MANIVANNAN NAGAR,COWL BAZAAR,CHENNAI | CHN410 | Vodafone | Chennai | RT Pole
IN-1007141 | Cherian Crescent Rd | 13.0639 | 80.2575 | NO 45, V C ROAD, EGMORE, CHENNAI 600 008 | CHN759 | Vodafone | Chennai | RT Tower
IN-1007149 | Thiruninravur Entrance | 13.1255 | 80.0424 | PLOT NO 15, NARAYANA AVENUE MAIN STREET, NARAYANASAMY AVENUE, THIRUNINDRAVUR 602 024 | CHN776 | Vodafone | Chennai | RT Tower
IN-1007151 | Barathi Nagar | 13.0932 | 80.2298 | NEW NO 2, OLD NO 1/1, DURAISAMY STREET, OPP TO PALAYAM PILLAI NAGAR ARCH, AYANAVARAM, CHENNAI | CHN779 | Vodafone | Chennai | RT Tower
IN-1007158 | Erukkencheri High Road | 13.1206 | 80.2541 | SAYAR TRADERS, NO 226, S A COLONY 4TH STREET, VYSARPADI, CHENNAI 600 039 | CHN788 | Vodafone | Chennai | RT Tower
IN-1007176 | Devanathan Rd | 13.028 | 80.2624 | AMSA ILLAM,OLD NO:61,NEW NO:85,THIRUVALLUVARPETTAI,MANDAVELI,CH-28 | CHN826 | Vodafone | Chennai | RT Tower
IN-1007185 | Kodambakkam Azeez Nagar | 13.0479 | 80.2299 | AZEEZ NAGAR , 1ST STREET,KODAMBAKKAM,CHENNAI-24 | CHN847 | Vodafone | Chennai | RT Tower
IN-1007198 | Ambattur Dunlop | 13.1034 | 80.1571 | PLOT NO:28,DOOR NO:3,K.S.R.NAGAR,AMBATTUR,CH-53 | CHN877 | Vodafone | Chennai | RT Tower
IN-1007249 | Porur-Ganesh Avenue | 13.027 | 80.1637 | NO.94, 4TH CROSS STREET, GANESH AVENUE, SAKTHI NAGAR, PORUR, CHENNAI-116 | CHN989 | Vodafone | Chennai | RT Tower
IN-1006515 | Greams Road | 13.061 | 80.2548 | JEYADHA HOMES,32, BEHAM SAHIB STREET, MAKKIS GARDENS, THOUSAND LIGHTS, CHENNAI | CHN439 | Vodafone | Chennai | RT Pole
IN-1006542 | Pachayappa'S College | 13.0746 | 80.2314 | NEW.NO.329 , OLD.NO.206/2 , PERIYAR EVR SALAI,AMINJIKARAI ,CH-29 | CHN491 | Vodafone | Chennai | RT Pole
IN-1006638 | Gurusamy Road | 13.074 | 80.2345 | 23 DR GURUSAMY RD, CHETPET, CHENNAI | CHN320 | Vodafone | Chennai | RT Pole
IN-1006685 | Josiar Street | 13.0558 | 80.2471 | TMA TOWERS, NO 19, THIRUMURTHY NAGAR MAIN RD, NUNGAMBAKKAM, CHENNAI 6000 34 | CHN629 | Vodafone | Chennai | RT Pole
IN-1006713 | Madras Medical College | 13.0837 | 80.2781 | NO.15,MEMORIAL HALL ROAD,PARK TOWN ,CHENNAI-3 | CHN811 | Vodafone | Chennai | RT Pole
IN-1006719 | Royapuram North | 13.1142 | 80.2943 | NO 55, SHEIK MAISTRY STREET, ROYAPURAM, CHENNAI 600 013 | CHN827 | Vodafone | Chennai | RT Pole
IN-1006275 | Injambakkam | 12.9092 | 80.2506 | #111, 2ND ST., BHARATHI AVENUE, INJAMBAKKAM, CHENNAI-600041 | CHN085 | Vodafone | Chennai | GBT
IN-1006280 | Manappakam - L & T Colony | 13.0162 | 80.1735 | PLOT NO 41, C.R.R.PURAM, L & T COLONY, MANAPPAKAM, CHENNAI - 600116 | CHN1016 | Vodafone | Chennai | GBT
IN-1006286 | Kamarajar Nagar - Perungudi | 12.9652 | 80.2368 | PLOT.NO.33, KAMARAJAR NAGAR, 2ND CROSS ST, PERUNGUDI, CHENNAI-96 | CHN1047 | Vodafone | Chennai | GBT
IN-1006755 | Nungambakkam - Krishnamachari Rd | 13.0594 | 80.2446 | NO.1/1 ,KUMARAPPAN STREET ,NUNGAMBAKKAM ,CH-34 | CHN958 | Vodafone | Chennai | RT Pole
IN-1006809 | Royapettah4 | 13.0547 | 80.2603 | JMH FATHIMA TOWER,# 164, PETERS ROAD,ROYAPETTAH, CHENNAI-6000014. | CHN080 | Vodafone | Chennai | RT Tower
IN-1006837 | Gandhinagar Porur | 13.0365 | 80.1474 | NO.2/9, GANDHI NAGAR, MOUNT POONAMMALLE HIGH RD, PORUR, CHENNAI-116 | CHN1054 | Vodafone | Chennai | RT Tower
IN-1006851 | Guduvanchery West | 12.8554 | 80.0515 | PLOT.NO.45, KARTHIK NAGAR, GUDUVANCHERY, KANCHIPURAM DIST. 603202 | CHN1085 | Vodafone | Chennai | RT Tower
IN-1006856 | Chrompet1 | 12.9517 | 80.1431 | # 10 ,BASHYAM STREET, RADHA NAGAR,CHROMPET,CHENNAI-44. | CHN110 | Vodafone | Chennai | RT Tower
IN-1006863 | Sitalapakkam | 12.8902 | 80.1846 | NO.1/163, SITHALAPAKKAM MAN RD, SITHALAPAKKAM, CHENNAI. | CHN1119 | Vodafone | Chennai | RT Tower
IN-1006883 | Cooks Rd - Ottery | 13.1026 | 80.2525 | NO.2/3, BOWDAN STREET, CROOKES ROAD, OTTERI, CHENNAI - 12 | CHN1163 | Vodafone | Chennai | RT Tower
IN-1007229 | Parrys - Water Works Road | 13.0936 | 80.277 | NO.3/1 , BASIN WATER WORKS ROAD , CH-79 | CHN943 | Vodafone | Chennai | RT Tower
IN-1006908 | Thiruvottiyur Village St??? | 13.1649 | 80.2997 | NO.67, VILLAGE STREET, THIRUVOTRIYUR, CHENNAI-19 | CHN1236 | Vodafone | Chennai | RT Tower
IN-1006307 | Thirumullaivoil North | 13.1367 | 80.1292 | PLOT NO,14/2 ANNA MAIN ROAD 5TH STREET THIRUVALLUVAR NAGAR THIRUMULLAIVOYIL CHENNAI-600062 | CHN1160 | Vodafone | Chennai | GBT
IN-1006332 | Kundrathur 1 | 13.0003 | 80.0989 | PLOT NO:3, SURESH NAGAR, S.F.NO: 77/1,2, KOLLACHERI VILLAGE, KUNDRATUR, CHENNAI-69. | CHN196 | Vodafone | Chennai | GBT
IN-1006339 | Hindu College | 13.1196 | 80.0751 | PLOT NO 2, MODERN CITY, THANDURAI VILLAGE, MTH ROAD, PATTABIRAM, CHENNAI 600 072 | CHN269 | Vodafone | Chennai | GBT
IN-1006358 | Uthandi | 12.8623 | 80.2424 | PLOT NO :29, GULMOHAR BEACH FIRM COMPLEX,JUHU BEACH, EAST COAST ROAD, NEAR TOLL PLAZA, CHENNAI | CHN523 | Vodafone | Chennai | GBT
IN-1006362 | Kovalam-Ecr Jn | 12.7846 | 80.2456 | SURVEY NO:42/1A1,AMBEDKAR RD,KOVALAM,KANCHEEPURAM DIST | CHN531 | Vodafone | Chennai | GBT
IN-1006415 | Vel'S College | 12.9591 | 80.1605 | PLOT NO : 15, VEL'S COLLEGE MAIN ROAD, MALLIGA NAGAR,PALLAVARAM, CHENNAI | CHN911 | Vodafone | Chennai | GBT
IN-1006422 | Perungudi Ind Area? | 12.9533 | 80.2463 | NO.78 & 79, ANNA SALAI, CHENNAI - 2. | CHN999 | Vodafone | Chennai | GBT
IN-1006427 | Crocodile Park | 12.7464 | 80.2394 | DEV RESORTS, #275, EAST COAST RD., VADENAMELLI, CHENGALPET DISTRICT. | CHN087 | Vodafone | Chennai | GBT
IN-1006432 | Thirumulaivayal | 13.1303 | 80.13 | :5, 3RDSTREET, SANTHI PURAM,THIRUMULLAIVAYAL, CHENNAI-600 062 | CHN159 | Vodafone | Chennai | GBT
IN-1006920 | Kottivakkam | 12.9758 | 80.2592 | R.M HOSPITAL, A-1(41/2), MUTTUKADU RD., SRINIVASAPURAM, THIRUVANMIYUR, CHENNAI. | CHN133 | Vodafone | Chennai | RT Tower
IN-1006947 | Parrys2 | 13.0904 | 80.2822 | #12, GODOWN ST., PARRYS, CHENNAI-1. | CHN223 | Vodafone | Chennai | RT Tower
IN-1006978 | Pattaravakkam | 13.1094 | 80.1691 | #109, TINY SECTOR, PATTARAVAKKAM, | CHN293 | Vodafone | Chennai | RT Tower
IN-1007022 | Manapakkam2 | 13.0179 | 80.1777 | JEBAMANI ILLAM, NO 1, VELANAN NAGAR, MANAPAKKAM, CHENNAI 116 | CHN381 | Vodafone | Chennai | RT Tower
IN-1007041 | Wall Tax Road 2 | 13.0976 | 80.2752 | KERALA ROADWAYS LIMITED, 38/1 WALL TAX ROAD, CHENNAI 600 079 | CHN556 | Vodafone | Chennai | RT Tower
IN-1007069 | Thana Street | 13.0899 | 80.2545 | NO 10, KOLANDAI VELU STREET,PURASAWALKAM, CHENNAI 600 007 | CHN625 | Vodafone | Chennai | RT Tower
IN-1007114 | Palavakkam Kapaleswarar Ngr | 12.9618 | 80.2567 | 1/198, ANNA SALAI, PALAVAKKAM, CHENNAI 600 041 | CHN715 | Vodafone | Chennai | RT Tower
IN-1007119 | Thiruverkadu Arch | 13.0614 | 80.1369 | NO 127, PH ROAD, VELAPPAN CHAVADI, CHENNAI 600 070 | CHN723 | Vodafone | Chennai | RT Tower
IN-1006482 | Camp Rd | 12.9219 | 80.1434 | NO.9, WAHAB COMPLEX, CAMP ROAD, SELAIYUR, CHENNAI-73??? | CHN1491 | Vodafone | Chennai | RT Pole
IN-1006496 | Pudhupet | 13.0696 | 80.2673 | NO.6/17 , VENKATACHALA ACHARI STREET , PUDUPET ,CH-2 | CHN404 | Vodafone | Chennai | RT Pole
IN-1006508 | T.Nagar Bus Stand?? | 13.0348 | 80.2305 | NO.1, SOUTH USMAN ROAD, T.NAGAR, CHENNAI-17. | CHN423 | Vodafone | Chennai | RT Pole
IN-1006553 | St. Thomas Mount | 12.9936 | 80.1872 | HOTEL RADISSON, 355-C, G.S.T RD., ST. THOMAS MOUNT, CHENNAI-600016. | CHN022 | Vodafone | Chennai | RT Pole
IN-1006554 | Triplicane2 | 13.0566 | 80.2741 | PREMIER PLAZA, 132A, TRIPLICANE HIGH ROAD,CHENNAI-5. | CHN024 | Vodafone | Chennai | RT Pole
IN-1006572 | Perambur Jaganathan Colony | 13.1098 | 80.2341 | OLD.NO.13, NEW.NO.21, SOMA RAMASWAMY ST, 2ND LANE, PERAMBUR, CHENNAI-11 | CHN1007 | Vodafone | Chennai | RT Pole
IN-1006632 | Egmore Udipi | 13.0752 | 80.2582 | NO:1, HALLS RD, EGMORE,CHENNAI-600008 | CHN245 | Vodafone | Chennai | RT Pole
IN-1006652 | Park Town | 13.0873 | 80.28 | NO : 7, VENKATACHALA MUDHALI ST , PARK TOWN, CHENNAI - 600003 | CHN542 | Vodafone | Chennai | RT Pole
IN-1006666 | Choolaimedu High Road | 13.0606 | 80.2302 | SRI SS KALYANA MANDAPAM, 46, KRISHNAPURAM, CHOOLAIMEDU HIGH RAOD, CHENNAI 600 094 | CHN583 | Vodafone | Chennai | RT Pole
IN-1007125 | Vinayagapuram | 13.0229 | 80.1674 | 1/42, SUBHASREE NAGAR, MUGALIVAKKAM MAIN ROAD, MUGALIVAKKAM, CHENNAI | CHN733 | Vodafone | Chennai | RT Tower
IN-1007166 | Sembium | 13.1192 | 80.2343 | NO:14,PRAKASAM ST,ANBAZHAGAN NAGAR,THIRU-VI-KA NAGAR,CH-11 | CHN799 | Vodafone | Chennai | RT Pole
IN-1007168 | Perambur Main Road | 13.1092 | 80.2511 | NO:24/3,SRINIVASA (A) ST,PERAMBUR,CH-11 | CHN802 | Vodafone | Chennai | RT Tower
IN-1007182 | Kolathur North | 13.126 | 80.2279 | NO:93/A,KARTHICK ST,VETRI NAGAR,CHENNAI-82 | CHN844 | Vodafone | Chennai | RT Tower
IN-1007187 | Saligramam Cauvery St | 13.0513 | 80.2035 | NO:21/6 (OPP TO PRASATH STUDIO) MUTHUTHOOT BUILDING CAUVERY,CORNER SWEET STALL,SALIGRAMAM | CHN849 | Vodafone | Chennai | RT Tower
IN-1007190 | Jamalia Mangalapuram | 13.1033 | 80.2472 | HOTEL SRINIVASA,NEW NO : 108, OLD NO :23,KRISHNADOSS ROAD, MANGALAPURAM,CHENNAI | CHN861 | Vodafone | Chennai | RT Tower
IN-1007203 | Arumbakkam Jai Nagar | 13.0701 | 80.2079 | NO:5/35,JAGANNATHAN NAGAR,1ST MAIN RD,ARUMBAKKAM | CHN886 | Vodafone | Chennai | RT Tower
IN-1007226 | Appu Street - Mylapore | 13.0313 | 80.2744 | NO 24, APPU STREET, MYLAPORE, CHENNAI - 4 | CHN938 | Vodafone | Chennai | RT Tower
IN-1244906 | Sriramnagar-Alwarpet | 13.0308 | 80.2488 | SMT.B.KARPAGAM,W/O.MR.BALASUBRAMANIAM,PLOT NO.5,NO.31,CO-OPERATIVE COLONY,ALWARPET,CHENNAI-600018.PH:9444044367 | CHM727 | Airtel | Chennai | RT Pole
IN-1006679 | Bundar Street | 13.0887 | 80.2826 | NPM COMPLEX, NO 31, BUNDAR STREET, CHENNAI 600 001 | CHN602 | Vodafone | Chennai | RT Pole
IN-1006733 | Adyar Padmanabha Nagar | 13.0036 | 80.2607 | NEW NO:101,5TH ST,PADMANABHA NAGAR,ADYAR,CH-20 | CHN872 | Vodafone | Chennai | RT Pole
IN-1006735 | Anna Nagar - U Block | 13.0886 | 80.2147 | NO.X-8, 5TH MAIN ROAD, ANNANAGAR, CHENNAI-40 | CHN881 | Vodafone | Chennai | RT Pole
IN-1006739 | Virugambakkam Lambert Nagar | 13.0456 | 80.1869 | NO:69,ARCOT RD,CH-92 | CHN892 | Vodafone | Chennai | RT Pole
IN-1006778 | Valasarawakkam - 1 | 13.0419 | 80.1761 | 149,ARCOT ROAD, VALASARAVAKKAM,CHENNAI.-87. | CHN027 | Vodafone | Chennai | RT Tower
IN-1006783 | Ekkatuthangal | 13.0218 | 80.2057 | JAYEM INT., OLD NO.#11(# 2), NETAJI ROAD,EKKATUTHANGAL,CHENNAI-97. | CHN032 | Vodafone | Chennai | RT Tower
IN-1006808 | Mandavelli | 13.0261 | 80.265 | 5&6, V.K IYER RD,MANDAVELLI,CHENNAI-600028.. | CHN079 | Vodafone | Chennai | RT Tower
IN-1006828 | Semancheri | 12.8834 | 80.227 | NO.197/1, PONNIAMMAN KOIL 2ND ST, OMR RD, SHOLINGANALLUR, CH-119 | CHN1033 | Vodafone | Chennai | RT Tower
IN-1007244 | Sembium - Kennedy Square | 13.1218 | 80.2365 | NO.1, CROSS ROAD ,KENNEDY SQUARE , SEMBIUM ,CH-11 | CHN971 | Vodafone | Chennai | RT Tower
IN-1006872 | Nesapakkam | 13.0365 | 80.1876 | NO.3/13, ANNAI SATHYA NAGAR MAIN ROAD, RAJESHWARI ST, RAMAPURAM, CH-89 | CHN1146 | Vodafone | Chennai | RT Tower
IN-1006896 | Ambathur-Dtp Colony? | 13.1152 | 80.1716 | NO.41, D.T.P COLONY, AMBATTUR, CHENNAI-53. | CHN1197 | Vodafone | Chennai | RT Tower
IN-1006907 | Mettukuppam? | 12.9382 | 80.2352 | NO.3/449, KRD RICE MERCHANT, OMR ROAD, METTUKUPPAM, CHENNAI-97. | CHN1235 | Vodafone | Chennai | RT Tower
IN-1006930 | Saligramam1 | 13.0525 | 80.1992 | 47, ABUSALI STREET, SALIGRAMAM, CHENNAI | CHN156 | Vodafone | Chennai | RT Tower
IN-1006933 | Washermanpet - Th Road | 13.1146 | 80.2827 | OLD NO 509, NEW NO 374, T.H.ROAD, OLD WASHERMANPET, CHENNAI-21 | CHN169 | Vodafone | Chennai | RT Tower
IN-1006957 | Nandanam3 | 13.0296 | 80.2446 | NANDANAM (APOLLO HOSPITAL BACK SITE), CHENNAI | CHN250 | Vodafone | Chennai | RT Tower
IN-1006977 | Ambattur Stedford | 13.1251 | 80.1425 | THIAGARAJAN MAHAL, NO : 7, MTH ROAD, AMBATTUR, CHENNAI | CHN291 | Vodafone | Chennai | RT Tower
IN-1007001 | K K Nagar 3 | 13.0399 | 80.1929 | ANJUGAM HOTEL, 1065, MUNUSAMY SALAI, K K NAGAR WEST, CHENNAI 600 078 | CHN341 | Vodafone | Chennai | RT Tower
IN-1007005 | Guindy | 13.0125 | 80.2013 | PLOT:21C, SOUTH WEST, THIRU-VI-KA INDUSTRIAL ESTATE, GUINDY,CHENNAI. | CHN347 | Vodafone | Chennai | RT Tower
IN-1007020 | Kuppam Beach Road | 12.9861 | 80.2619 | 27/1, NORTH MADA STREET, THIRUVANMAYUR, CHENNAI 600 041 | CHN374 | Vodafone | Chennai | RT Tower
IN-1007028 | Kh Road | 13.0998 | 80.2257 | VENKATESWARA SWEETS, 491/194, KONNUR HIGH RD, AYANAVARAM, CHENNAI | CHN399 | Vodafone | Chennai | RT Tower
IN-1007032 | Thiruvalluvar Nagar | 12.9776 | 80.2619 | GURU COMPLEX, B9/2A, THIRUVALLUVAR NAGAR 2ND MAIN RD, THIRUVANMAYUR, CHENNAI 600 041 | CHN527 | Vodafone | Chennai | RT Tower
IN-1007039 | Ashok Nagar 3 | 13.035 | 80.2209 | NO 1/7, LAKSHMI STREET, WEST MAMBALAM, CHENNAI 600 033 | CHN548 | Vodafone | Chennai | RT Tower
IN-1007070 | Teynampet Signal | 13.0393 | 80.2467 | OLD NO 295, NEW NO 427, ANNA SALAI, TEYNAMPET, CHENNAI 600 018 | CHN632 | Vodafone | Chennai | RT Tower
IN-1007088 | Vysarpadi Junction | 13.1142 | 80.2636 | NO 9/2, MUTHU MUDALI STREET, VYSARPADI, CHENNAI 600 039 | CHN670 | Vodafone | Chennai | RT Tower
IN-1007098 | Camp Road | 12.9154 | 80.1448 | NO 284/3A, AGARAM MAIN RD, SELAIYUR, CHENNAI 600 073 | CHN688 | Vodafone | Chennai | RT Tower
IN-1007113 | Meenambakkam South | 12.9788 | 80.1797 | NO 51/19, B V NAGAR 1ST CROSS STREET, NANGANALLUR, CHENNAI 600 114 | CHN713 | Vodafone | Chennai | RT Tower
IN-1007117 | Malar Hospital | 13.0089 | 80.2593 | 11, ADYAR BRIDGE RD,ADYAR,CHENNAI-20 | CHN718 | Vodafone | Chennai | RT Tower
IN-1007129 | Kannamapet | 13.0282 | 80.2275 | PLOT NO 255/12A, SUBBUPILLAI THOTTAM, KAVERI NAGAR, SAIDAPET, CHENNAI 600 015 | CHN741 | Vodafone | Chennai | RT Tower
IN-1007133 | Arumbakkam Kannapa Nagar | 13.0712 | 80.2114 | NEW NO:18,DR.MU.VA.ST,ARUMBAKKAM,CH-106 | CHN746 | Vodafone | Chennai | GBT
IN-1007155 | Mpm Street 1 | 13.1165 | 80.2486 | NEW NO 26, OLD NO 17, THIRU VI KA STREET, PERAMBUR, CHENNAI 600 011 | CHN785 | Vodafone | Chennai | RT Tower
IN-1007161 | Kolathur Velavan Nagar | 13.1219 | 80.224 | NEW.NO.22,OLD.NO.6,SEBIAM REDHILLS ROAD,BHARATHI NAGAR ,KOLATHUR,CH-99 | CHN792 | Vodafone | Chennai | RT Tower
IN-1007170 | Amman Koil North | 13.0964 | 80.2837 | NO:10,P.V.IYER ST, PARRYS, CHENNAI - 600001 | CHN810 | Vodafone | Chennai | RT Tower
IN-1007200 | Ayanavaram Vellala Street | 13.0959 | 80.2248 | NO : 145/50A VELLALA ST, AYANAVARAM, CHENNAI -23 | CHN879 | Vodafone | Chennai | RT Pole
IN-1007214 | Charangapani Street | 13.0454 | 80.2238 | OLD NO : 14/1 ,NEW NO: 39, CHAKRAPANI ST EXTN,WEST MAMBALAM,CHENNAI- 33 | CHN912 | Vodafone | Chennai | RT Tower
IN-1007222 | Govindan Road-West Mambalam | 13.0315 | 80.2221 | PANDIYAN ENTERPRISES,GOVINDAN ROAD,WEST MAMBALAM,CHENNAI - 33 | CHN933 | Vodafone | Chennai | RT Pole
IN-1006274 | Manali | 13.165 | 80.2606 | 213/214,SRINIVASAN STREET,MANALI, CHENNAI-68. | CHN074 | Vodafone | Chennai | RT Tower
IN-1006827 | Sholinganallur Jn | 12.9026 | 80.2283 | NO.52&53, SRI TOWERS, IT HIGH WAY, SHOLINGANALLUR, CHENNAI-119 | CHN1032 | Vodafone | Chennai | RT Tower
IN-1007126 | Kumaran Colony | 13.0523 | 80.2076 | 106 KUMARAN COLONY MAIN ROAD, VADAPALANI, CHENNAI 600 026 | CHN736 | Vodafone | Chennai | RT Tower
IN-1006840 | Maduvankarai | 13 | 80.2114 | OLD NO.12/A, NEW NO.3, SATHANIPETTAI 1ST STREET, MADUVANKARAI, GUINDY, CHENNAI-32?????? | CHN1058 | Vodafone | Chennai | RT Tower
IN-1006885 | Pulzuthivakkam-Annai Therasa Nagar | 12.9701 | 80.2048 | NO.33, ANNAI THERASA NAGAR, 6TH STREET, PULUTHIVAKKAM, PHASE1, CHENNAI | CHN1168 | Vodafone | Chennai | RT Tower
IN-1006898 | Anna Nagar 2Nd Avenue | 13.0846 | 80.2139 | NEW NO.107, OLD NO.9, AB BLOCK, ANNA NAGAR, CHENNAI-40. | CHN1208 | Vodafone | Chennai | RT Tower
IN-1006931 | Mugappair - Wavin | 13.0847 | 80.1703 | PLOT N0 : 3/PC-4, JJ NAGAR WEST, CHENNAI ? 600 058 | CHN158 | Vodafone | Chennai | RT Tower
IN-1006939 | Anna Nagar - Thendral Colony | 13.0947 | 80.2036 | PLOT NO:1227, NEW NO: 61, 18TH MAIN ROAD, ANNA NAGAR WEST, CHENNAI - 40 | CHN185 | Vodafone | Chennai | RT Tower
IN-1006281 | Brindavan Nagar, Avadi | 13.1468 | 80.0869 | NO.16, 2ND STREET, BRINDAVAN NAGAR, CHENNAI - 65 | CHN1017 | Vodafone | Chennai | GBT
IN-1006293 | Urapakkam 2 | 12.8655 | 80.0639 | NO.137, M.G.NAGAR PHASE 2, 3RD MAIN ROAD, OORAPAKKAM WEST, 603202 | CHN1084 | Vodafone | Chennai | GBT
IN-1006314 | Madhuravoyal | 13.0665 | 80.1754 | 37, POLICE LINE ST, MADHURAVOYAL, CHENNAI - 602102. | CHN121 | Vodafone | Chennai | GBT
IN-1006338 | All India Radio | 13.0383 | 80.2782 | ALL INDIA RADIO, PRASAR BHARATHI, KAMARAJ SALAI, MYLAPORE,CHENNAI | CHN237 | Vodafone | Chennai | GBT
IN-1044476 | Ashok Nagar 6 | 13.032 | 80.2121 | ANNAI ILLAM, NEW # 41/2, OLD 15/2 ASHOK NAGAR, CHENNAI-83 | CHM798 | Airtel | Chennai | RT Tower
IN-1006374 | Adambakkam Vel Nagar | 12.9864 | 80.1987 | NO6, 4TH STREET, SURENDAR NAGAR, ADAMBAKKAM, CHENNAI 600 088 | CHN626 | Vodafone | Chennai | GBT
IN-1006381 | Keelkattalai West | 12.9567 | 80.1813 | NO 17/155, KALAIVANI STREET, KEELKATTALAI, CHENNAI 600 117 | CHN647 | Vodafone | Chennai | GBT
IN-1006389 | Ashok Nagar 11Th Avenue | 13.0307 | 80.2138 | OLD.NO.54, MEW.NO.61, 12TH AVENUE, ASHOK NAGAR , CHENNAI-83 | CHN677 | Vodafone | Chennai | GBT
IN-1006406 | Pattabiram North | 13.1267 | 80.0596 | PLD NO:32,NEW NO:62,ANNA ST,BABU NAGAR,PATTABIRAM | CHN841 | Vodafone | Chennai | GBT
IN-1006413 | Puludivakkam West | 12.9703 | 80.1923 | PLOT NO:46B,ARUL JOTHI SALAI,PUZHUTHIVAKKAM,CH-91 | CHN903 | Vodafone | Chennai | GBT
IN-1072644 | Sholinganallur-2 | 12.9099 | 80.2283 | NO.343, OMR, SHOLINGHANALLUR, CHENNAI-119.????? | CHN1263 | Vodafone | Chennai | GBT
IN-1006450 | Rasappa Chetty St | 13.0859 | 80.2806 | NO.196, RASAPPA CHETTY ST, PARRYS, CHENNAI-3 | CHN1430 | Vodafone | Chennai | RT Pole
IN-1006465 | Cit-Nagar Junction | 13.0264 | 80.2313 | OLD NO.351, KSM MANSION, ANNA SALAI, NANDANAM, CHENNAI - 35 | CHN1448 | Vodafone | Chennai | RT Pole
IN-1006477 | Thiruvanmiyur Railway Station | 12.989 | 80.2515 | THIRUVANMIYUR RAILWAY STATION, THIRUVANMIYUR, CHENNAI-41? | CHN1484 | Vodafone | Chennai | RT Pole
IN-1006505 | Madhavaram High Road | 13.1091 | 80.2444 | NO.77/1 , MADHAVARAM HIGH ROAD ,PERAMUR ,CH-1 | CHN419 | Vodafone | Chennai | RT Pole
IN-1006519 | Iit Tapti | 12.985 | 80.2351 | IIT TAPTI HOSTEL, IIT, GUINDY, CHENNAI | CHN443 | Vodafone | Chennai | RT Pole
IN-1006618 | Parrys1 | 13.0844 | 80.2764 | HOTEL CITY TOWER, #148, WALTAX RD., CHENNAI-13. | CHN128 | Vodafone | Chennai | RT Pole
IN-1006625 | Bishop Enclave | 13.0224 | 80.2557 | #1, EAST AVENUE, B BLOCK , KESHAV DUGAR, KESHAV PERUMALPURAM, GREENWAYS ROAD, R A PURAM, CHEENAI-28. | CHN182 | Vodafone | Chennai | RT Pole
IN-1006637 | Perambur-Bb Road | 13.1128 | 80.2523 | SK THIRUMANA MAHAL, NO.36, BB ROAD, PERAMBUR, CHNNAI - 11 | CHN305 | Vodafone | Chennai | RT Pole
IN-1006686 | Kothawalchavadi | 13.0926 | 80.2838 | OLD NO 10, NEW NO 3, ACHARAPPAN LANE, KOTHAVALCHAVADI, CHENNAI 600 001 | CHN637 | Vodafone | Chennai | RT Pole
IN-1006697 | Valasaravakkam South | 13.0379 | 80.1787 | NO 68&69A, MAJESTIC COLONY, VALASARAVAKKAM, CHENNAI 600 087 | CHN721 | Vodafone | Chennai | RT Pole
IN-1006698 | Meenakshiamman Nagar | 13.0543 | 80.1831 | NO 17/287A, THIRUVALLUVAR SALAI, MEENAKSHIAMMAN NAGAR, ALWARTHIRUNAGAR, CHENNAI 600 087 | CHN725 | Vodafone | Chennai | RT Pole
IN-1006724 | Triplicane South2 | 13.0555 | 80.2721 | NEW NO:12,OLD NO:20,AGATHI MUTHAN ST,TRIPLICANE, CH-5 | CHN839 | Vodafone | Chennai | RT Pole
IN-1006566 | Mylapore3 | 13.0391 | 80.2578 | SINDUR TOWER,OLD NO. 95 (NEW NO.160),LUZ CHURCH RD, MYLAPORE,CHENNAI-4 | CHN063 | Vodafone | Chennai | RT Pole
IN-1006573 | Alwarpet-Cv Raman Road | 13.0349 | 80.2552 | NEW NO:35, OLD NO:18, CV RAMAN ROAD, ALWARPET, CHENNAI-18. | CHN1013 | Vodafone | Chennai | RT Pole
IN-1006581 | Taramani High Road | 12.9811 | 80.242 | NO.19, IMANUEL ST, PERIYAR NAGAR, TARAMANI, CHENNAI-113 | CHN1046 | Vodafone | Chennai | RT Pole
IN-1006608 | Tondiarpet?? | 13.1255 | 80.2917 | OLD NO.10, NEW NO.59, KUMBALAMMAN KOIL ST, THONDIARPET, CHENNAI-81 | CHN1243 | Vodafone | Chennai | RT Pole
IN-1006609 | Old Washermanpet? | 13.1109 | 80.2812 | NEW.NO.976, OLD.NO.447, T.H.ROAD, OLD WASHERMENPET, CHENNAI - 21? | CHN1257 | Vodafone | Chennai | RT Pole
IN-1006623 | Chindadripet 1 | 13.0757 | 80.2702 | NEW DOOR N0 : 139, OLD DOOR NO:99 & 100, SWAMI NAICKEN STREET, CHINTADRIPET, CHENNAI ? 600 002 | CHN175 | Vodafone | Chennai | RT Pole
IN-1006633 | Raheja Towers | 13.0626 | 80.2654 | RAHEJA TOWERS, NEXT TO LIC, ANNA SALAI, CHENNAI. | CHN246 | Vodafone | Chennai | RT Pole
IN-1006727 | Pammal Pasumpon Nagar | 12.9798 | 80.134 | NO:3,MASURAN ST,PASUMPON NAGAR,CHENNAI-75 | CHN857 | Vodafone | Chennai | RT Pole
IN-1006736 | Kodambakkam Director'S Colony | 13.0493 | 80.2245 | NO:6,MINI ST,KODAMBAKKAM,CH-24 | CHN883 | Vodafone | Chennai | RT Pole
IN-1006812 | Sowcarpet4 | 13.0953 | 80.2783 | RATHORE NIWAS, 14, NALLANA MUDALI ST,SOWCARPET,CHENNAI - 79 | CHN094 | Vodafone | Chennai | RT Tower
IN-1006824 | Chrompet - New Colony | 12.9511 | 80.1353 | NO.1, JAGATH AVENUE, 6TH MAIN ROAD, CHROMPET, CHENNAI-44 | CHN1012 | Vodafone | Chennai | RT Tower
IN-1006843 | Anna Nagar3 | 13.0847 | 80.2108 | DEVINARAYAN,OLD#13,(#150), AC BLOCK, 2ND AVENUE,CHENNAI-600040. | CHN107 | Vodafone | Chennai | RT Tower
IN-1006850 | Thiruvanmiyur2 | 12.9967 | 80.2561 | VANTAGE TOWER, 1A LB RD.& M.G. ROAD,THIRUVANMIUR,CHENNAI-41 | CHN108 | Vodafone | Chennai | RT Tower
IN-1006647 | Thanikachalam Rd | 13.0373 | 80.2398 | HOTEL RAJ PALACE, 12/1 THANIKACHALAM RD, T NAGAR, CHENNAI | CHN511 | Vodafone | Chennai | RT Pole
IN-1006655 | K K Nagar 4 | 13.0361 | 80.2013 | MR.THANGAMALIGAI, N0:1, K K SALAI, MGR NAGAR,CHENNAI - 78 | CHN549 | Vodafone | Chennai | RT Pole
IN-1006656 | Cit Nagar | 13.0297 | 80.2244 | OLD NO : 212, NEW NO : 13, REDDY KUPPAM ROAD,SAIDAPET, CHENNAI 600 033 | CHN550 | Vodafone | Chennai | RT Pole
IN-1006671 | Besant Road | 13.0508 | 80.2785 | NO 76, VR PILLAI STREET, ICE HOUSE, TRIPLICANE, CHENNAI 600 005 | CHN592 | Vodafone | Chennai | RT Pole
IN-1006672 | Whites Road | 13.058 | 80.2608 | NO 12, SUMITH ROAD, OFF ANNA SALAI, CHENNAI 600 002 | CHN594 | Vodafone | Chennai | RT Pole
IN-1006684 | Ekkattuthangal - Gandhi Rd | 13.0184 | 80.2027 | 103,PATTINATHAR STREET, EKKATTUTHANGAL, CHENNAI 600 097 | CHN624 | Vodafone | Chennai | RT Pole
IN-1006712 | Edapalayam | 13.0883 | 80.276 | RUKUMANI DEVI, 7 / 22 PILLAYAR KOIL ST, PARK TOWN, CHENNAI - 600003 | CHN809 | Vodafone | Chennai | RT Pole
IN-1006728 | Arumbakkam Mmda Colony | 13.0668 | 80.2144 | NO:5,P-BLOCK,MMDA COLONY,ARUMBAKKAM,CH-106 | CHN858 | Vodafone | Chennai | RT Pole
IN-1006729 | Mylapore Tsv Koil St | 13.0311 | 80.2691 | NO: 92 / 78, T. S. V , KOIL ST, MYLAPORE, CHENNAI-4 | CHN859 | Vodafone | Chennai | RT Pole
IN-1006862 | Vysarpadi- Shastri Nagar | 13.1179 | 80.2543 | OLD.NO.329, NEW.NO.56/1, ANNASALAI, SASTHRI NAGAR, VYSARPADI, CHENNAI-39 | CHN1115 | Vodafone | Chennai | RT Tower
IN-1006878 | Virugambakkam-Balaji Nagar | 13.0561 | 80.1971 | NEW.NO.17, OLD.NO.72, KAMARAJA SALAI, BALAJI NAGAR, VIRUGAMBAKKAM,CH-92 | CHN1153 | Vodafone | Chennai | RT Tower
IN-1006903 | East Tambaram-Rk Puram | 12.9278 | 80.1364 | NO.0/1, KARUNANITHI STREET, THIRUVALLUVAR NAGAR, EAST TAMBARAM, CHENNAI-59 | CHN1222 | Vodafone | Chennai | RT Tower
IN-1006905 | Madhananthapuram??? | 13.0226 | 80.1466 | SHARMILA DEVI COMPLEX, PLOT NO.4, MUGHALIVAKKAM MAIN ROAD, MADHANANDHAPURAM, CHENNAI-116. | CHN1228 | Vodafone | Chennai | RT Tower
IN-1007066 | Samiyar Madam | 13.0466 | 80.2164 | NO 14/32, 4TH STREET, DR SUBBARAYA NAGAR, KODAMBAKKAM, CHENNAI 600 024 | CHN621 | Vodafone | Chennai | RT Tower
IN-1006937 | West Mambalam3 | 13.0366 | 80.2249 | V.K.C.CULTURAL CENTER, 41, KUPPIAH CHETTY STREET, CHENNAI. | CHN179 | Vodafone | Chennai | RT Tower
IN-1006772 | Royapettah2 | 13.0534 | 80.2688 | # 9 (OLD # 6) ,PETERS ROAD,ROYAPETTAH,CHENNAI-14. | CHN013 | Vodafone | Chennai | RT Tower
IN-1006807 | T Nagar3 | 13.0353 | 80.2367 | TVS APTS., #44, VENKATANARAYAN RD., T NAGAR, CHENNAI-17. | CHN075 | Vodafone | Chennai | RT Tower
IN-1006811 | West Mambalam2 | 13.043 | 80.2251 | 24/1 ,THAMBAIAH REDDY ROAD,WEST MAMBALAM,CHENNAI-33 | CHN082 | Vodafone | Chennai | RT Tower
IN-1006820 | Kolathur Anjugam Nagar | 13.1214 | 80.219 | NO.18, SUBRAMANYA NAGAR, KOLATHUR, CHENNAI - 600 099 | CHN1006 | Vodafone | Chennai | RT Tower
IN-1006825 | Nungambakkam6 | 13.0658 | 80.2424 | QUALITY INN ARUNA, #145, STERLING ROAD, NUNGAMBAKKAM, CHENNAI-34. | CHN103 | Vodafone | Chennai | RT Tower
IN-1006835 | Dlf,Porur | 13.0241 | 80.174 | PLOT.NO.14, T.V.NAGAR, RAMAPURAM, CHENNAI | CHN1052 | Vodafone | Chennai | RT Tower
IN-1006839 | Thiruvalluvar Nagar???? | 12.9781 | 80.2648 | L484/485, 21ST CROSS STREET, THIRUVALLUVAR NAGAR, THIRUVANMITUR, CHENNAI - 41?? | CHN1057 | Vodafone | Chennai | RT Tower
IN-1006864 | Bhuvneswari Nagar-Selaiyur | 12.9045 | 80.1495 | PLOT.NO.35, 2ND ST, BHUVANESHWARI NAGAR, SELAIYUR, CHENNAI | CHN1128 | Vodafone | Chennai | RT Tower
IN-1006940 | Ramapuram | 13.0356 | 80.1833 | #3/69 (OLD 4/251), THIRUVALLUVAR STREET, D.C.KOTHARI NAGAR, CHENNAI-89. | CHN193 | Vodafone | Chennai | RT Tower
IN-1006956 | Chetpet 2 | 13.0736 | 80.2481 | OLD #: 7, NEW # 13/14, SATHYA MOORTHY RD, OPP TO FOOD CORPORATION OF INDIA GODOWN, NEXT TO HAL GUEST HOUSE, CHENNAI ? 31. | CHN244 | Vodafone | Chennai | RT Tower
IN-1006966 | Pallipatti | 13.0047 | 80.243 | 24, SRIRAM NAGR MAIN RD, PALLIPATTI, CHENNAI-113. | CHN264 | Vodafone | Chennai | RT Tower
IN-1007075 | Jones Road | 13.0248 | 80.2282 | NO 56, EAST JONES ROAD, SAIDAPET, CHENNAI 600 015 | CHN639 | Vodafone | Chennai | RT Tower
IN-1007076 | C P Ramasamy Rd | 13.0233 | 80.2599 | NEW NO 25, OLD NO 9, RK NAGAR 1ST STREET, VALLEESWARAN GARDEN, CHENNAI 600 028 | CHN640 | Vodafone | Chennai | RT Tower
IN-1006873 | Mgr Nagar | 13.0308 | 80.1939 | NO.23, VENKATRAMAN SALAI, CHOOLAI PALLAM, MGR NAGAR, CHENNAI - 78 | CHN1147 | Vodafone | Chennai | RT Tower
IN-1006886 | Guindy Race Course | 13.0023 | 80.2195 | NO.138, 15TH STREET, KANNIKAPURAM, VELACHERRY MAIN ROAD, GUINDY, CHENNAI - 32 | CHN1169 | Vodafone | Chennai | RT Tower
IN-1006972 | New Washermanpet | 13.1361 | 80.2939 | NEAR TATA OIL MILLS, THIRUVOTTRIYUR HIGH ROAD | CHN278 | Vodafone | Chennai | RT Tower
IN-1007003 | Mgr Nagar1 | 13.0346 | 80.1976 | NO 51/16, V P AGILAN STREET, MGR NAGAR, CHENNAI 600 078 | CHN343 | Vodafone | Chennai | RT Tower
IN-1007004 | Royala Nagar | 13.0285 | 80.1837 | NO 70, ROYALA NAGAR 2ND MAIN RD, RAMAPURAM, CHENNAI | CHN346 | Vodafone | Chennai | RT Tower
IN-1007011 | Anna Nagar V Block | 13.0904 | 80.2109 | 91/83, V BLK,4TH MAIN RD, ANNA NAGAR, CH 40 | CHN355 | Vodafone | Chennai | RT Tower
IN-1007021 | Thiruvanmiyur Lb Rd | 12.9911 | 80.2561 | KARTHIK AUTO CARRIAGE, NO 52, LB ROAD, THIRUVANMAYUR, CHENNAI 600 041 | CHN377 | Vodafone | Chennai | RT Tower
IN-1007025 | Mahalingapuram | 13.0566 | 80.2338 | NO 2, LADY MADHAVAN ROAD, MAHALINGAPURAM, CHENNAI 600 034 | CHN394 | Vodafone | Chennai | RT Tower
IN-1007030 | Kadhar Nawaz Khan Road | 13.0589 | 80.2521 | NO:11,MODEL SCHOOL ROAD, THOUSAND LIGHTS, CHENNAI | CHN504 | Vodafone | Chennai | RT Tower
IN-1007034 | American School | 12.9804 | 80.2493 | 4/360, PURATCHI THALAIVI 3RD STREET, MGR NAGAR, KOTTIVAKKAM, CHENNAI 600 041 | CHN534 | Vodafone | Chennai | RT Tower
IN-1007044 | Ritherton Road | 13.0819 | 80.2588 | TATIA ENTERPRISES, TATIA HOUSE, 19/19 RITHERTON ROAD, VEPERY, CHENNAI 600 007 | CHN568 | Vodafone | Chennai | RT Tower
IN-1007050 | Koyambedu Circle | 13.0759 | 80.1981 | SANA PARK, NO 126/1147 P H ROAD, KOYAMBEDU, CHENNAI 600 106 | CHN577 | Vodafone | Chennai | RT Tower
IN-1007051 | Poonamalle Bazaar | 13.0498 | 80.0999 | TK COMPLEX, NO 274, TRUNK ROAD, POONAMALLEE, CHENNAI 600 056 | CHN578 | Vodafone | Chennai | RT Tower
IN-1007062 | Choolaimedu Inbarajapuram | 13.0614 | 80.2272 | NEW NO:19,OLD NO:7,BAJANA KOIL ST,CHOOLAIMEDU,CH-94 | CHN613 | Vodafone | Chennai | RT Tower
IN-1007067 | Vadapalani South | 13.0478 | 80.211 | OLD NO 17, NEW NO 23, WEST SIVAN KOIL STREET, VADAPALANI, CHENNAI 600 026 | CHN622 | Vodafone | Chennai | RT Tower
IN-1007079 | Venkateshwara Nagar,Adyar | 13.0039 | 80.2627 | NO 6/1, VENKATESWARA NAGAR, 4TH STREET, ADYAR, CHENNAI 600 020 | CHN652 | Vodafone | Chennai | RT Tower
IN-1007103 | Pammal Main Road | 12.9719 | 80.1404 | NO 1, PARTHASARATHYSTREET, MUTHAMIZH NAGAR, PAMMAL, CHENNAI 600 075 | CHN702 | Vodafone | Chennai | RT Tower
IN-1007112 | Nehru Colony | 12.9824 | 80.1843 | NO 5/3, 17TH STREET, NEHRU COLONY, PALAVANTHANGAL, CHENNAI 600 061 | CHN712 | Vodafone | Chennai | RT Tower
IN-1007152 | Landons Rd | 13.0808 | 80.2423 | OLD NO:29,NEW NO:14,DR.MUNIAPPA RD,KILPAUK,C-10 | CHN780 | Vodafone | Chennai | RT Tower
IN-1007160 | Kolathur Gkm Colony | 13.1125 | 80.2217 | NO.21/415, NETAJI STREET, GKM COLONY, CH-82 | CHN790 | Vodafone | Chennai | RT Tower
IN-1007178 | Alandur-Mkn Rd | 12.9972 | 80.2001 | NO.405 ,MKN ROAD,NO.25, SOUTH RAJA STREET , ALANDUR , CH-116 | CHN833 | Vodafone | Chennai | RT Tower
IN-1007197 | Nesapakkam Kamaraj Salai | 13.0316 | 80.1889 | NO:1/1,RAJIV GANDHI NAGAR,RAMAPURAM MAIN RD,CH-78 | CHN875 | Vodafone | Chennai | RT Tower
IN-1007212 | Thoraipakkam Ptc Colony | 12.9336 | 80.2332 | NO:11,JK AVENUE,PTC COLONY,THORAIPAKKAM,CH-96 | CHN901 | Vodafone | Chennai | RT Tower
IN-1007087 | Periya Kodungaiyur | 13.1319 | 80.2486 | NO 1/505,SOUTH AVENUE, MUTHAMIZH NAGAR, CHENNAI 600 118 | CHN668 | Vodafone | Chennai | RT Tower
IN-1007089 | Paper Mills Road | 13.1118 | 80.2383 | NO 33, PAPER MILLS ROAD, PERAMBUR, CHENNAI 600 011 | CHN671 | Vodafone | Chennai | RT Tower
IN-1007092 | Red Hills Town | 13.1963 | 80.1795 | NO 2/110, THIRUVALLUR CROSS RD, RED HILLS, CHENNAI 600 052 | CHN674 | Vodafone | Chennai | RT Tower
IN-1007102 | Gandhi Road | 12.9734 | 80.1283 | NO 52, THIRUNEERMALAI MAIN ROAD, LIC COLONY, PAMMAL, CHENNAI 600 075 | CHN700 | Vodafone | Chennai | RT Pole
IN-1007116 | Thiruvanmiyur West | 12.9873 | 80.2543 | NO 3, SECOND WEST STREET, KAMARAJ NAGAR, THIRUVANMAYUR, CHENNAI 600 041 | CHN717 | Vodafone | Chennai | RT Tower
IN-1007123 | Saidapet Jones Rd - West | 13.0242 | 80.2145 | NO 30/1, WEST JONES ROAD, SAIDAPET, CHENNAI 600 015 | CHN731 | Vodafone | Chennai | RT Tower
IN-1007142 | Jj Nagar West | 13.0818 | 80.1671 | SETHU COMPLEX, BLOCK NO 2, PLOT NO PC2A MAIN ROAD, MUGAPPAIR WEST, CHENNAI 600 037 | CHN761 | Vodafone | Chennai | RT Tower
IN-1007145 | Vgp Nagar | 13.084 | 80.1748 | NO:81,VELLALAR ST,MAIN RD, MUGAPPAIR WEST,CHENNAI-37 | CHN764 | Vodafone | Chennai | RT Tower
IN-1007159 | Agaram | 13.1109 | 80.2297 | NO 17/8, 4TH MAIN ROAD, JAWAHAR NAGAR, PERAMBUR, CHENNAI 600 082 | CHN789 | Vodafone | Chennai | RT Tower
IN-1007189 | Dasarathapuram | 13.0567 | 80.2005 | NO:10,V.P,AKILAN ST,MADHIALAGAN NAGAR,SALIGRAMAM,CH-93 | CHN852 | Vodafone | Chennai | RT Tower
IN-1007194 | Tondiarpet | 13.1236 | 80.2872 | NO:51,SENI AMMAN KOIL ST,TONDIARPET,CH-81 | CHN866 | Vodafone | Chennai | RT Tower
IN-1007202 | North Usman Road2 | 13.0503 | 80.2332 | SRAVAN ILLAM,# 5, THIYAGAYARAJA ST , NORTH USMAN ROAD, CHENNAI | CHN884 | Vodafone | Chennai | RT Tower
IN-1007243 | Thiruvotriyur - T.H.Road | 13.1674 | 80.3042 | NO.714 , THIRUVOTTRIYUR ,HIGH ROAD , THIRUVOTTRIYUR ,CHENNAI -19 | CHN970 | Vodafone | Chennai | RT Tower
IN-1007223 | Kalakshetra Road | 12.989 | 80.2596 | NO.29/9, VALMIKI STREET, THIRUVANMIYUR, CHENNAI - 41 | CHN934 | Vodafone | Chennai | RT Tower
IN-1007224 | Thiruvanmiyur South | 12.9844 | 80.2551 | OLD.NO.79/1 ,NEW.NO.193 ,L.B.ROAD ,THIRUVANMIYUR ,CH-41 | CHN936 | Vodafone | Chennai | RT Tower
IN-1007234 | Thirumangalam - Nehru Nagar | 13.0845 | 80.2001 | NO.136 , NEHRU NAGAR , 2ND STREET , ANNANAGAR , NEAR 13TH MAIN ROAD ,CH-41 | CHN957 | Vodafone | Chennai | RT Tower
IN-1007239 | Sairan Engg College | 12.9591 | 80.0582 | SRI SAIRAM ENGG COLLEGE, SAI LEO NAGAR, WEST TAMBARAM, CHENNAI - 44 | CHN965 | Vodafone | Chennai | RT Tower
IN-1007247 | Vadapalani - Alagiri Nagar | 13.0561 | 80.2142 | NEW.NO.1 , OLD.NO.10 ,ALAGIRI NAGAR MAIN ROAD , EAST STREET , ALAGIRI NAGAR ,VADAPALANI ,CH-26 | CHN987 | Vodafone | Chennai | RT Pole
IN-1006497 | Adambakkam Karuneekar Street | 12.9936 | 80.2013 | NO 37, KARUNEEKAR STREET, ADAMBAKKAM, CHENNAI - 88 | CHN405 | Vodafone | Chennai | RT Pole
IN-1006504 | Big Street - South | 13.0593 | 80.2757 | OLD.NO.142 , BIG STREET , TRIPLICANE , CH-5 | CHN417 | Vodafone | Chennai | RT Pole
IN-1006510 | Sivan Koil St | 13.0548 | 80.2203 | OLD.NO.62 ,SIVAN KOIL TREET , KOAMBAKKAM , CH-24 | CHN430 | Vodafone | Chennai | RT Pole
IN-1006550 | T Nagar2 | 13.0335 | 80.2303 | NO 32, CAP MANSION, SOUTH USMAN ROAD, T-NAGAR, CHENNAI - 17 | CHN006 | Vodafone | Chennai | RT Pole
IN-1006563 | Koyambedu | 13.0655 | 80.2099 | AVRN HOTELS,#12,JAWAHARLAL NEHRU RD., ARUMBAKKAM,CHENNAI. | CHN060 | Vodafone | Chennai | RT Pole
IN-1006598 | Pallavakam-Palgalai Nagar | 12.9651 | 80.2606 | PLOT NO:203,PALKALAI NAGAR, PALAVAKKAM, CHENNAI-41. | CHN1172 | Vodafone | Chennai | RT Pole
IN-1006613 | M.K.Amman Kovil Street | 13.1218 | 80.294 | NO.232/266, S.N.CHETTY STREET, ROYAPURAM, CHENNAI- | CHN1265 | Vodafone | Chennai | RT Pole
IN-1006616 | Velachery-Bhuvaneswari Nagar | 12.9695 | 80.2197 | NO.214, GANESAN ST, BHUVANESHWARI NAGAR, VELACHERY, CHENNAI42 | CHN1274 | Vodafone | Chennai | RT Pole
IN-1006668 | Pammal Anna Nagar | 12.9769 | 80.1414 | PLOT NO 26, DOOR NO 66, PAMMAL NALLATHAMBI ROAD, ANNA NAGAR, CHENNAI 600 075 | CHN588 | Vodafone | Chennai | RT Pole
IN-1006670 | Car Street | 13.058 | 80.2763 | NO 17/8, VENKATACHALAM CHETTY STREET, TRIPLICANE, CHENNAI 600 005 | CHN591 | Vodafone | Chennai | RT Pole
IN-1006700 | Ttk Road 2 | 13.0327 | 80.2526 | M/S LEX PROPERTY DEVELOPMENTS LTD, NO 530 TTK ROAD, ALWARPET, CHENNAI 600 018 | CHN728 | Vodafone | Chennai | RT Pole
IN-1006702 | Sheik Abdullah Nagar | 13.0505 | 80.1859 | NO:13,LAKSHMI NAGAR,ALWARTHIRU NAGAR,VALASARAVAKKAM,CH-87 | CHN734 | Vodafone | Chennai | RT Pole
IN-1006791 | Nungambakkam3 | 13.07 | 80.2249 | JVL TOWERS, # 117 ,JVL TOWERS,NELSON MANICKAM ROAD,CHENNAI-29 | CHN046 | Vodafone | Chennai | RT Tower
IN-1006793 | Purasaivakkam 1 | 13.0892 | 80.2586 | PARRAS GUEST HOUSE,# 141 (OLD NO76 ), PB ROAD, PURASWALKKAM, CHENNAI-600007. | CHN049 | Vodafone | Chennai | RT Tower
IN-1006815 | Old Washermanpet1 | 13.1171 | 80.2898 | NEW 141, (OLD #50), GA ROAD,OLD WASHERMANPET,CHENNAI-21. | CHN098 | Vodafone | Chennai | RT Tower
IN-1006847 | Nungambakkam Railway Station??? | 13.066 | 80.2318 | NO.5, NELSON MANICKAM ROAD, CHOOLAIMEDU, CHENNAI | CHN1073 | Vodafone | Chennai | RT Tower
IN-1006857 | Valasaravakkam | 13.0421 | 80.1801 | NO.18/1, ARCOT ROAD, VALASARAVAKKAM, CHENNAI-87 | CHN1100 | Vodafone | Chennai | RT Tower
IN-1006917 | Satyam-Sholinganallur?? | 12.9067 | 80.2301 | NO.47/1, LALBHAGHADUR SHASTRI STREET, OMR, SHOLINGANALLUR, CHNNAI-119. | CHN1282 | Vodafone | Chennai | RT Tower
IN-1246351 | Cit Nagar - Nandanam | 13.0265 | 80.2311 | Old .No.37, New No. 79, 1st Main Road, , CIT Nagar , Chennai 35 | CHN150 | Vodafone | Chennai | RT Pole
IN-1006976 | Moulivakkam | 13.0193 | 80.1439 | PLOT NO : 57, KUNDRATHOR MAIN RD, MOULIVAKKAM, CHENNAI 116 | CHN286 | Vodafone | Chennai | RT Tower
IN-1006998 | Tambaram West 2 | 12.9298 | 80.1183 | DOOR NO: 23, DURAISWANY REDDY STREET, TAMBARAM WEST, | CHN337 | Vodafone | Chennai | RT Tower
IN-1007014 | Guindy - Ie2 | 13.0121 | 80.2128 | OPP CTI (CENTRAL TRAINING INST) 137 THIRUVIKA INDUSTRIAL ESTATE GUINDY CHENNAI-32 | CHN361 | Vodafone | Chennai | RT Tower
IN-1007057 | Ice House | 13.0534 | 80.275 | NEW NO 19, THANDAVARAYAN ST, ICE HOUSE, TRIPLICANE, CHENNAI 600 005 | CHN593 | Vodafone | Chennai | RT Tower
IN-1254506 | Pattinapakkam | 13.0266 | 80.2751 | New No 104, Old No 113, Santhome High Road, Pattinapakkam, Chennai-28 9444018408 | CHN605 | Vodafone | Chennai | RT Pole
IN-1007090 | Dr Alagappa Road | 13.0818 | 80.2534 | OLD NO 16, NEW NO 45, DR ALAGAPPA RD, CHENNAI 600 084 | CHN672 | Vodafone | Chennai | RT Tower
IN-1007104 | Polichalur | 12.9875 | 80.1419 | NO 2/747, POLICHALUR MAIN ROAD, POLICHALUR, CHENNAI 600 074 | CHN703 | Vodafone | Chennai | RT Tower
IN-1007144 | Golden Colony | 13.089 | 80.177 | NO 82/138, MUGAPPAIR ROAD, MUGAPPAIR, CHENNAI 600 050 | CHN763 | Vodafone | Chennai | RT Tower
IN-1007154 | Ragaviah Street | 13.1131 | 80.2432 | NO 3, RAGHAVAN STREET, PERAMBUR, CHENNAI 600 011 | CHN784 | Vodafone | Chennai | RT Tower
IN-1007167 | Washermanpet North | 13.1392 | 80.2914 | VETRI THIRUMANA MALIGAI, NO 48, CROSS ROAD, NEW WASHERMANPET, CHENNAI 600 081 | CHN801 | Vodafone | Chennai | RT Tower
IN-1007201 | Vadapalani - Aruna Colony | 13.0486 | 80.2138 | KRISHNA BHARATHI, NO:1, SANNADHI ST, VADAPALANI, CHENNAI-26 | CHN882 | Vodafone | Chennai | RT Tower
IN-1007209 | Sidco Nagar -Villivakkam | 13.1081 | 80.2035 | NO : 5/9 'F' TYPE, SIDCO NAGAR, VILLIVAKKAM, CHENNAI - 23 | CHN897 | Vodafone | Chennai | RT Tower
IN-1007240 | Karpagam Nagar - Selaiyur | 12.9096 | 80.1467 | PLOT .NO. 57 & 58 , BALAJI NAGAR , 3RD STREET , SELAIYUR , CHENNAI. | CHN966 | Vodafone | Chennai | RT Tower
IN-1007242 | Kakkan Street - West Tambaram | 12.9266 | 80.1119 | OLD.NO.26 ,NEW.NO.54 , KAKKAN STREET ,OPP.VIDYA THEATRE ,WEST TAMBARAM ,CH-45 | CHN968 | Vodafone | Chennai | RT Tower
IN-1007250 | Maduravoyal Ganga Nagar | 13.0542 | 80.1761 | NO.3/33, GANGA NAGAR, MADURAVOYAL, CHENNAI-95 | CHN990 | Vodafone | Chennai | RT Tower
IN-1007251 | Valasaravakkam-Vijaya Nagar | 13.0484 | 80.1775 | NO 1, SRI DEVIKUPPAM MAIN ROAD, SRI DEVIKUPPAM, VALASARAVAKKAM, CHENNAI - 87 | CHN991 | Vodafone | Chennai | RT Tower
IN-1007252 | Vysarpadi - Krishnamoorthy Nagar | 13.1295 | 80.2616 | OLD.NO.13 , NEW.NO.35, GANDHI STREET, K.M.NAGAR, CHENNAI-118 | CHN994 | Vodafone | Chennai | RT Tower
IN-1006548 | Alwarpet1 | 13.0309 | 80.2488 | PARK SHERATON, #132, TTK ROAD, CHENNAI-600018 | CHN004 | Vodafone | Chennai | RT Pole
IN-1006564 | Adyar2 | 13.0064 | 80.2503 | KALYAN HOSPITAL, #6, 1ST MAIN RD., KASTURBA NAGAR, CHENNAI-20. | CHN061 | Vodafone | Chennai | RT Pole
IN-1006570 | Nungambakkam5 | 13.0606 | 80.2383 | 18B, KOTHARI ROAD, NUNGAMBAKKAM,CHENNAI-34. | CHN097 | Vodafone | Chennai | RT Pole
IN-1006577 | Vijaya Nagar Bus Stand | 12.9759 | 80.2208 | NO.191, 100FT BY PASS ROAD, VELACHERY, CHENNAI-42 | CHN1027 | Vodafone | Chennai | RT Pole
IN-1044341 | Velachery | 12.9758 | 80.2204 | 137 Velachery Village, SaidapetTaluk, Chingleput, Chennai-42 | CHM276 | Airtel | Chennai | RT Tower
IN-1006586 | Ambattur Ti Cycles????? | 13.1129 | 80.1501 | NO:387, TI CYCLES ROAD, VARATHARAJAPURAM, AMBATTUR, CHENNAI - 53. | CHN1102 | Vodafone | Chennai | RT Pole
IN-1006611 | Mylapore7 | 13.0447 | 80.2678 | GEE GEE CRYSTAL, #92, R .K SALAI, CHENNAI-600004. | CHN126 | Vodafone | Chennai | RT Pole
IN-1006644 | Annanagar Shanthi Colony | 13.083 | 80.2076 | NEW.NO.AE-13 , OLD.NO AE-99, 6TH STREET, ANNANAGAR, CH-40 | CHN502 | Vodafone | Chennai | RT Pole
IN-1006677 | Gp Road | 13.0622 | 80.269 | OLD NO 14,NEW NO 28, SYED NOOR STREET, MOUNT ROAD, CHENNAI 600 002 | CHN600 | Vodafone | Chennai | RT Pole
IN-1006787 | Sowcarpet2 | 13.0892 | 80.2792 | SUNDAR KRISHNA PLAZA, 10/8, LUKMUDAS ST,CHENNAI - 3 | CHN039 | Vodafone | Chennai | RT Tower
IN-1006790 | Vepery 1 | 13.0843 | 80.2658 | BENGAL LEATHERS, 3, RAMASWAMY ST,BARRACKS RD, VEPERY, CHENNAI-7. | CHN044 | Vodafone | Chennai | RT Tower
IN-1006795 | Anna Nagar1 | 13.0839 | 80.2175 | KUMARAN TOWERS, AA-152, ANNANGR 3RD AVENUE,ANNA NAGAR,CHENNAI - 40 | CHN053 | Vodafone | Chennai | RT Tower
IN-1006813 | Mylapore6 | 13.0424 | 80.2618 | CASSIA, 1ST CROSS STREET,CIT COLONY, MYLAPORE,CHENNAI-4. | CHN095 | Vodafone | Chennai | RT Tower
IN-1006833 | Santhosapuram | 12.9162 | 80.1742 | PLOT NO.1, MAHARAJAPURAM MAIN ROAD, SATHOSAPURAM, CHENNAI, 601302? | CHN1043 | Vodafone | Chennai | RT Tower
IN-1006894 | Royal Enfield - Thiruvottiyur | 13.1763 | 80.3067 | NO.633, T.H. ROAD, THIRUVOTTIYUR, CHENNAI - 19 | CHN1185 | Vodafone | Chennai | RT Tower
IN-1006927 | Vadapalani - Opp To Ssi | 13.0528 | 80.2122 | SRI VALLI TOWERS, NEW NO:86, OLD NO:54/C, 100 FEET ROAD, VADAPALANI, CHENNAI-600026 | CHN152 | Vodafone | Chennai | RT Tower
IN-1006963 | Stanley Hospital | 13.1048 | 80.2847 | #5/P,81/1, PROTUGESE CHURCH ST, CHENNAI-1. | CHN259 | Vodafone | Chennai | RT Tower
IN-1006721 | Jam Bazaar | 13.0588 | 80.2722 | NO12,OIL MONGER ST,TRIPLICANE,CH-5 | CHN834 | Vodafone | Chennai | RT Pole
IN-1006743 | Kaladipet West | 13.1565 | 80.2977 | NO.86 ,WEST MADA STREET , BASIN ROAD , THIRUVOTRIYUR ,CHENNAI-19 | CHN927 | Vodafone | Chennai | RT Pole
IN-1006753 | Annanagar B Block | 13.0844 | 80.2213 | NOAH TOWER, NO.5, B- BLOCK, 2ND AVENUE, ANNANAGAR EAST, CH-102 | CHN955 | Vodafone | Chennai | RT Pole
IN-1006766 | Teynampet1 | 13.0353 | 80.2517 | OLD NO.55,NEW NO.159,THIRUVALLUVAR SALAI,TEYNAMPET,CHENNAI-18 | CHN003 | Vodafone | Chennai | RT Tower
IN-1006770 | Egmore1 | 13.0725 | 80.2547 | HOTEL HERITAGE, OLD NO#32(#58) , HALLS ROAD, EGMORE , CHENNAI-600008 | CHN010 | Vodafone | Chennai | RT Tower
IN-1006771 | Nungambakkam2 | 13.0619 | 80.2488 | CRYSTAL LAWN, 2/OLD 20/1, 13, WALLACE GARDEN II ST.,CHENNAI-600006. | CHN011 | Vodafone | Chennai | RT Tower
IN-1006777 | Porur | 13.0357 | 80.1565 | JEYPAUL STORES, 398, ARCOT ROAD, PORUR,CHENNAI - 116 | CHN026 | Vodafone | Chennai | RT Tower
IN-1006782 | Virugambakkam | 13.0468 | 80.1919 | VP BHARAT TOWERS, 101, ARCOT ROAD, VIRUGAMBAKKAM,CHENNAI - 92 | CHN031 | Vodafone | Chennai | RT Tower
IN-1006806 | Thiruvettiyur2 | 13.1639 | 80.3039 | SURYAPRAKASAM MARRIAGE HALL, OLD NO 774,THIRUVETTRIYUR HIGH ROAD, CHENNAI-600019. | CHN072 | Vodafone | Chennai | RT Tower
IN-1006288 | Maruthi Nagar | 13.0477 | 80.135 | PLOT NO:1 PUNNIYAKODDI NAGAR AYYAPANTHANGAL CHENNAI-600077 | CHN1051 | Vodafone | Chennai | GBT
IN-1006290 | East Tambaram | 12.9198 | 80.1289 | PLOT.NO.43, M.G.R.NAGAR,ANANDHA PURAM, EAST TAMBARAM, CHENNAI-59????? | CHN1061 | Vodafone | Chennai | GBT
IN-1006304 | Periyapanichery | 13.013 | 80.1335 | PLOT NO:A 1, SHANTHINI STREET,KUNDRATHUR MAIN ROAD, GERUGAMBAKKAM, CHENNAI-602101. | CHN1157 | Vodafone | Chennai | GBT
IN-1006979 | Kolathur2 | 13.1255 | 80.2202 | RAMANI PLAZA,#14/1,RED HILLS RD,KOLATHUR,CH-99 | CHN294 | Vodafone | Chennai | RT Tower
IN-1006981 | Nagelkeni | 12.9606 | 80.1376 | NO 1, MADHA KOIL STREET, NAGELKENI, CHENNAI | CHN298 | Vodafone | Chennai | RT Tower
IN-1006997 | Concorde - Velachery | 13.008 | 80.2215 | GANESAN BLG,NO,103, VELACHERY MAIN ROAD,GUINDY | CHN326 | Vodafone | Chennai | RT Tower
IN-1007010 | Ayanavaram Constable Road | 13.1019 | 80.2419 | NO 11/23, MYLAPPA STREET, AYANAVARAM ,CHENNAI 600 023 | CHN354 | Vodafone | Chennai | RT Tower
IN-1007024 | Panagal Park | 13.0408 | 80.2314 | 35 DURAISAMY ROAD, T NAGAR, CHENNAI | CHN393 | Vodafone | Chennai | RT Tower
IN-1007055 | Kolathur West | 13.1243 | 80.2028 | DHANAM COMPLEX, OLD NO 48, SIVANANDA NAGAR, 200 FEET ROAD, KOLATUR, CHENNAI 600 099 | CHN585 | Vodafone | Chennai | RT Tower
IN-1007097 | Selaiyur West | 12.9228 | 80.1345 | NEW NO 561/A, VELACHERY MAIN ROAD ( NR SELAIYUR POLICE STATION ), EAT TAMBARAM, CHENNAI 600 059 | CHN687 | Vodafone | Chennai | RT Tower
IN-1006810 | Gopalapuram1 | 13.0486 | 80.2613 | #262, LLOYDS RD., GOPALAPURAM, CHENNAI-18. | CHN081 | Vodafone | Chennai | RT Tower
IN-1006814 | T Nagar6 | 13.0528 | 80.2361 | VIGNESHWARA APTS., 9, PERIYAR RD,T NAGAR, CHENNAI-17 | CHN096 | Vodafone | Chennai | RT Tower
IN-1006821 | Kulathur - Thanikachalam | 13.1315 | 80.2244 | NO.40A , THANIKACHALAM NAGAR MAIN ROAD , F BLOCK , PONNIAMMANMEDU , CHENNAI-110 | CHN1008 | Vodafone | Chennai | RT Tower
IN-1006845 | Manali Bus Stand??????? | 13.1709 | 80.2567 | NEW.NO.103, NEDUNCHEZIAN SALAI, MANALI, CHENNAI-68 | CHN1071 | Vodafone | Chennai | RT Tower
IN-1006890 | Kilpauk 3 | 13.0833 | 80.2328 | SINDUR GARDEN, #423,KILPAUK GARDEN ROAD,KILPAUK,CHENNAI - 10 | CHN118 | Vodafone | Chennai | RT Tower
IN-1006892 | Nethaji Nagar - Thondiarpet | 13.1366 | 80.2791 | NO.45/34, MAIN ST, NETHAJI NAGAR, TONDIAPET, CH-81 | CHN1183 | Vodafone | Chennai | RT Tower
IN-1006916 | Poonamallee-Bye Pass? | 13.0558 | 80.0934 | NO.27/1, BY PASS ROAD, POONAMALLEE, CHENNAI-600056????? | CHN1276 | Vodafone | Chennai | RT Tower
IN-1006921 | Anna Nagar East1 | 13.0867 | 80.2231 | T R R COMPLEX, F-47, !ST MAIN RD., ANNA NAGAR EAST, CHENNAI-102. | CHN134 | Vodafone | Chennai | RT Tower
IN-1006928 | Trustpuram1 | 13.0552 | 80.2227 | 11-A, PULIYUR SECOND MAIN ROAD, TRUSTPURAM, CHENNAI-600 024 | CHN153 | Vodafone | Chennai | RT Tower
IN-1006317 | Pallikarani - Periyar Nagar? | 12.9349 | 80.2095 | NO.1, RAMALINGA ADIGAL STREET, PERIYAR NAGAR, PALLIKARANAI, CHENNAI-601302 | CHN1221 | Vodafone | Chennai | GBT
IN-1006340 | Ambattur Vijayalakshmi Nagar | 13.119 | 80.1571 | NO 99 /56, NORTH PARK STREET, VENKATAPURAM, AMBATTUR - CHENNAI 53 | CHN276 | Vodafone | Chennai | GBT
IN-1006364 | Okkiam | 12.9181 | 80.2298 | SURVEY NO ; 150/A, OLD MAHABALIPURAM ROAD, KARAPAKKAM VILLAGE, CHENNAI | CHN536 | Vodafone | Chennai | GBT
IN-1006392 | Madambakkam | 12.9099 | 80.1568 | NO 77,SRI SARAVANA PLAZA,MADAMBAKKAM MAIN RD,MADAMBAKKAM,CH-73 | CHN689 | Vodafone | Chennai | GBT
IN-1006491 | Casa Major Road | 13.0707 | 80.2543 | NO.24, CASA MAJOR ROAD, EGMORE, CHENNAI-08.? | CHN4002 | Vodafone | Chennai | RT Pole
IN-1006493 | Elliots Beach -3?? | 12.9993 | 80.2707 | OLD NO.M29/3, NEW NO.3, 25TH CROSS STREET, VI AVENUE, BESANT NAGAR, CHENNAI-90 | CHN4009 | Vodafone | Chennai | RT Pole
IN-1006546 | V P Koil St | 13.0415 | 80.2736 | 147, SHANMUGAM PILLAI STREET, MYLAPORE, CHENNAI. | CHN498 | Vodafone | Chennai | RT Pole
IN-1006552 | Tidel Park 1 | 12.9897 | 80.2486 | # 4 ,CANAL BANK ROAD, TARAMANI, CHENNAI-600113. | CHN014 | Vodafone | Chennai | RT Pole
IN-1007171 | Old Mambalam Rd | 13.0272 | 80.2219 | NEW NO:149,OLD NO:53,OLD MAMBALAM RD,CH-15 | CHN816 | Vodafone | Chennai | RT Tower
IN-1007173 | Ashok Nagar 10Th Avenue | 13.0333 | 80.2183 | NEW NO: 71, OLD NO : 10-A 10 TH AVENUE , ASHOK NAGAR ,CHENNAI - 83 | CHN818 | Vodafone | Chennai | RT Tower
IN-1007191 | Puzhal 2 | 13.1719 | 80.2006 | NO27A,GURUSHANTHI NAGAR,KAAVANGARAI EAST,PUZHAL-CH-66 | CHN862 | Vodafone | Chennai | RT Tower
IN-1007205 | Aminjikarai - Officers Colony | 13.0724 | 80.2313 | SUBA HOUSE ,NO : 5/1, VENKATACHALAPATHY SECOND ST, SHENOY NAGAR,CHENNAI-30 | CHN890 | Vodafone | Chennai | RT Tower
IN-1007206 | Tondiarpet West | 13.1328 | 80.2901 | NO : 14, SENNIAMMAN KOIL ST, 4TH LANE, TONDIARPET, CHENNAI - 81 | CHN894 | Vodafone | Chennai | RT Tower
IN-1007235 | K K Nagar Ramaswamy Salai | 13.0415 | 80.196 | NO 793, RAMASWAMY SALAI, K K NAGAR, CHENNAI - 78 | CHN961 | Vodafone | Chennai | RT Tower
IN-1007245 | Veerapandia Nagar - Choolaimedu | 13.0617 | 80.2198 | NEW.NO.34 , OLD.NO.62 , KANNAGI STREET , AVVAI NAGAR ,CHENNAI-94 | CHN981 | Vodafone | Chennai | RT Pole
IN-1006948 | K K Nagar 2 | 13.0453 | 80.1989 | S R MEDICAL COMPLEX, NO,41, EIGHTY FEET ROAD, WEST VIJAYARAGAVA PURAM, CHNNNAI -93 | CHN224 | Vodafone | Chennai | RT Tower
IN-1006951 | Mannady2 | 13.0964 | 80.289 | 1, ARMENIAN ST, MANNADY,CHNNNAI | CHN234 | Vodafone | Chennai | RT Tower
IN-1006953 | Aziz Mulk | 13.0546 | 80.2531 | # 1/1, AZIZMULK, 9TH STREET, THOUSANDLIGHTS, CHENNAI-06 | CHN240 | Vodafone | Chennai | RT Tower
IN-1006962 | Thatha Muthappa Street | 13.0942 | 80.2827 | N0.93,VARTHA MUTHAPPA STREET,CHENNAI-1 | CHN258 | Vodafone | Chennai | RT Tower
IN-1006965 | Kilpauk 4 | 13.0834 | 80.2393 | NO : 241/1, KILPAUK GARDEN ROAD, KILPAUK, CHENNAI - 10 | CHN262 | Vodafone | Chennai | RT Tower
IN-1006989 | Anna Nagar East2 | 13.0921 | 80.2253 | L18, 26TH STREET, ANNA NAGAR, CH 102 | CHN314 | Vodafone | Chennai | RT Tower
IN-1007015 | Saligramam2 | 13.0554 | 80.2039 | 51/13,ARUNACHALA RD,SALIGRAMAM POST OFFICE | CHN363 | Vodafone | Chennai | RT Tower
IN-1007037 | Rengarajapuram Rd Jn | 13.0481 | 80.2258 | NO 46/2, VISWANATHAPURAM MAIN ROAD, KODAMBAKKAM, CHENNAI 600 024 | CHN544 | Vodafone | Chennai | RT Tower
IN-1007045 | Strahans Road | 13.0978 | 80.2501 | 387, KONNUR HIGH ROAD, OTTERY, CHENNAI 600 012 | CHN569 | Vodafone | Chennai | RT Tower
IN-1006620 | Pammal | 12.9736 | 80.1353 | SUBHA MANGALA KALAYANA MANDAPAM, DOOR NO: 8, TOLKAPIAR STREET, PAMMAL VILLAGE, CHENNAI ? 600 075 | CHN138 | Vodafone | Chennai | RT Tower
IN-1006651 | Abdul Aziz Street | 13.0323 | 80.2343 | SALMAS CLASSIC APARTMENTS, OLD NO 18, NEW NO 52, ABDUL AZIZ STREET, T NAGAR, CHENNAI 600 017 | CHN525 | Vodafone | Chennai | RT Pole
IN-1006662 | Nagappa Street | 13.061 | 80.2716 | 19, KUPPU MUTHU MUDALI STREET, TRIPLICANE, CHENNAI 600 005 | CHN562 | Vodafone | Chennai | RT Pole
IN-1006667 | Pallavaram West | 12.9673 | 80.1436 | NO 28, HASHAN BASHA STREET, PALLAVARAM , CHENNAI | CHN584 | Vodafone | Chennai | RT Pole
IN-1006682 | Koyambedu Jn | 13.0717 | 80.2022 | 17/3, KOYAMBEDU HIGH ROAD,CH-106 | CHN609 | Vodafone | Chennai | RT Pole
IN-1006689 | Gandhi Nagar - West | 13.0089 | 80.25 | N0.6, II ND CANAL CROSS ROAD , GANDHI NAGAR , ADYAR ,CHENNAI-20 | CHN651 | Vodafone | Chennai | RT Pole
IN-1006696 | Vettuvankeni | 12.9402 | 80.2526 | NO:3/141,EAST COAST RD,VETTUVANKENI,CHENNAI-41 | CHN720 | Vodafone | Chennai | RT Pole
IN-1007052 | Arumbakkam Azad Nagar | 13.0687 | 80.2191 | 106/52, GOVINDAN STREET, COLLETRATE COLONY, AMANJIKARAI, CHENNAI 600 029 | CHN580 | Vodafone | Chennai | RT Tower
IN-1007093 | Siadapet Sadullakhan Nagar | 13.0218 | 80.2196 | NO 15/9, MOSQUE STREET, SALDAPET, CHENNAI 600 015 | CHN676 | Vodafone | Chennai | RT Tower
IN-1007118 | Senneerkuppam | 13.0566 | 80.1106 | BALA MURUGAN THEATRE, BYE PASS ROAD, SENNERKUPPAM, POONAMALLEE, CHENNAI 600 056 | CHN722 | Vodafone | Chennai | RT Tower
IN-1007140 | Lloyds Road | 13.0477 | 80.2706 | NO 51/23, MAVADI VINAYAGAR KOIL ST, ROYAPETTAH, CHENNAI 600 014 | CHN758 | Vodafone | Chennai | RT Tower
IN-1007153 | Vetenary College | 13.0876 | 80.2675 | OLD NO 54, NEW NO 102, SAMIPILLAI STREET, CHOOLAI, CHENNAI 600 112 | CHN782 | Vodafone | Chennai | RT Tower
IN-1007164 | Tillai Nagar | 13.1054 | 80.1794 | NO.264,RAILWAY STATION ROAD ,KORATTUR ,CHENNAI -80 | CHN795 | Vodafone | Chennai | RT Tower
IN-1007177 | Moores Rd | 13.0663 | 80.2533 | NO9, MOORS ROAD, NUNGAMBAKKAM, CHENNAI 600 034 | CHN832 | Vodafone | Chennai | RT Tower
IN-1007183 | Medavakkam Tank Rd | 13.0878 | 80.2421 | NO:64/97,MEDAVAKKAM TANK RD,KILPAUK,CH-10 | CHN845 | Vodafone | Chennai | RT Tower
IN-1007233 | Royapuram - S.N Chetty Rd | 13.1254 | 80.2946 | NO:323/324,S.N.CHETTY RD,ROYAPURAM ,CHENNAI - 600013 | CHN950 | Vodafone | Chennai | RT Tower
IN-1044172 | Mudichur2 | 12.9163 | 80.1053 | # 7/15, CHENGAI TRANSPORT, GST ROAD, ABHIRAM NAGAR, ERUMPULLIYUR, WEST TAMBARAM, CHENNAI-45 | CHM663 | Airtel | Chennai | RT Tower
IN-1006752 | Velachery-Netaji Colony | 12.9812 | 80.2119 | NO 1, 5TH CROSS STREET, NETHAJI COLONY, WEST VELACHERY, CHENNAI - 42 | CHN953 | Vodafone | Chennai | RT Pole
IN-1006786 | Broadway | 13.0994 | 80.287 | KNM MANSION NO:31 PRAKASAM STREET, BROADWAY, CHENNAI | CHN038 | Vodafone | Chennai | RT Tower
IN-1006800 | Mugappair | 13.0853 | 80.1825 | 10 / 1029 ,MUGAPPAIR EAST,CHENNAI-50 | CHN059 | Vodafone | Chennai | RT Tower
IN-1006802 | Perambur1 | 13.1139 | 80.235 | RAYAL MAHAL, # 198(OLD234 / 1),PAPER MILL ROAD ,PERAMBUR,CHENNAI-11 | CHN065 | Vodafone | Chennai | RT Tower
IN-1006819 | Perungudi Junction | 12.9655 | 80.2463 | LOGANAYAKI TOWERS , NO.4 , VEERAMAMUNIVAR STREET , KANDANCHAVADI ,CH-96 | CHN1001 | Vodafone | Chennai | RT Tower
IN-1006841 | Koyamnedu Omni Bus Stand | 13.0694 | 80.1983 | SRI RAMAKRISHNA WEIGH BRIDGE 'E' ROAD, OPP FLOWER MARKET, KOYAMBEDU, CHENNAI-92 | CHN1066 | Vodafone | Chennai | RT Tower
IN-1006854 | Ashok Nagar- 80 Feet Road | 13.0444 | 80.2184 | JOTHI AGENCIES, NO.24/10, DR. AMBEDKAR ROAD, ASHOK NAGAR, CHENNAI - 83 | CHN1098 | Vodafone | Chennai | RT Tower
IN-1006875 | Nespakkam-Vivekanandha Nagar | 13.0275 | 80.1896 | OLD.NO.29, NEW.NO.4/2, ANNASAMY ST, VIVEKANANDA NAGAR, NESAPAKKAM, CH-78 | CHN1149 | Vodafone | Chennai | RT Tower
IN-1006881 | Mugalivakkam | 13.0228 | 80.1599 | PLOT NO.6A, NO.54, JAWARLAL NEHRU STREET, EXTN 5, GURUSAMY NAGAR, MUGALIVAKKAM, CHENNAI-116 | CHN1156 | Vodafone | Chennai | RT Tower
IN-1006895 | Vadapalani | 13.0545 | 80.2093 | NO.3A, KAMATCHI AMMAN COLONY, 1ST STREET, VADAPALANI, CHENNAI - 26 | CHN1196 | Vodafone | Chennai | RT Tower
IN-1006897 | Poonamalle Highway | 13.049 | 80.0888 | BHAVANI AUTO MOBILES BUILDING, NO:3, RAJIV GANDHI STREET, POONTHAMALLLEE, CHENNAI-56 ( NEAR SUNDAR THEATRE) | CHN1201 | Vodafone | Chennai | RT Tower
IN-1006911 | Kodungaiyur-Thiruvalluvar Nagar | 13.128 | 80.2532 | NO.30, TVK 2ND LINK STREET , THIRUVALLUVAR NAGAR, CHENNAI-118?? | CHN1245 | Vodafone | Chennai | RT Tower
IN-1006952 | Bells Road | 13.0602 | 80.2775 | 132, BELLA RAOD, CHEPAUK, CHENNAI | CHN236 | Vodafone | Chennai | RT Tower
IN-1006958 | St Marys Road | 13.0287 | 80.2594 | 29, NAYAR STREET, ABHIRAMAPURAM, CHENNAI 600 018 | CHN251 | Vodafone | Chennai | RT Tower
IN-1006961 | Wallajah Rd (Triplicane) | 13.0657 | 80.2744 | PREMIER MANSION, #9, TASSUDDIN KHAN BAHADUR ST, CHENNAI. | CHN257 | Vodafone | Chennai | RT Tower
IN-1007017 | K K Nagar - Rbi | 13.0412 | 80.209 | NO 15, BALASUBRAMANIAM SALAI, SIVALINGAPURAM, K K NAGAR, CHENNAI 600 078 | CHN368 | Vodafone | Chennai | RT Tower
IN-1006842 | Icf Locomotive | 13.1091 | 80.2238 | NO.14/21, CHITARANJAN AVENUE, PERAMBUR LOCO WORKS, CHENNAI - 82 | CHN1067 | Vodafone | Chennai | RT Tower
IN-1044332 | Valluvarkottam4 | 13.0533 | 80.2423 | 207, VALLUVARKOTTTAM HIGH ROAD, CHENNAI-34. | CHM708 | Airtel | Chennai | RT Tower
IN-1006923 | Indra Nagar | 12.9989 | 80.2518 | OLD NO:25 NEW NO:55 1 ST AVENUE , INDIRA NAGAR (MAVERICK GYM) | CHN144 | Vodafone | Chennai | RT Tower
IN-1006901 | Padi | 13.0978 | 80.189 | NO.11/14, 9TH VOC STREET, TVS NAGAR, PADI. CHENNAI?? | CHN1217 | Vodafone | Chennai | RT Tower
IN-1006932 | Otteri - Patataam | 13.0975 | 80.2586 | #181, STAHANS ROAD PATTALAM CHENNAI-12 | CHN166 | Vodafone | Chennai | RT Tower
IN-1006945 | Kottur Ville | 13.0189 | 80.2468 | PLOT NO 12B, OPP. KOTTUR VILLE,LOCK STREET, VARADHAPURAM,KOTTURPURAM, CHENNAI-85 | CHN210 | Vodafone | Chennai | RT Tower
IN-1006988 | Padi-Kumaran Nagar | 13.0927 | 80.1885 | # 146, NETAJI STREET, KUMARAN NAGAR, PADI, CHENNAI-50 | CHN313 | Vodafone | Chennai | GBT
IN-1007002 | Nesapakkam | 13.0358 | 80.1917 | NO. 47/36, LAKE VIEW ROAD, NESAPAKKAM | CHN342 | Vodafone | Chennai | RT Tower
IN-1007026 | Isabel Hospital | 13.0374 | 80.2615 | NO.61,KARRUPIAH PHARMACY , LUZ CHURCH ROAD MYLAPORE ,CH-4 (OPP TO DEVAKI HOSPITAL) | CHN395 | Vodafone | Chennai | RT Tower
IN-1007053 | Thattankulam | 13.0947 | 80.2645 | NO.12/4, SAIT MOHANLAL SOWCAR STREET, CHOOLAI, CHENNAI-112 | CHN581 | Vodafone | Chennai | RT Tower
IN-1007082 | Mgr Nagar2 | 13.0317 | 80.2026 | NO.49,K.K.HIGH ROAD,MGR NAGAR,CH-78 | CHN662 | Vodafone | Chennai | RT Tower
IN-1007100 | Chrompet Esi Hospital | 12.9578 | 80.1431 | NO 3, MALIK STREET, CHROMPET, CHENNAI 600 044 | CHN696 | Vodafone | Chennai | RT Tower
IN-1007135 | Choolaimedu Sakthi Nagar | 13.066 | 80.2263 | NO:15/8,THIRUVALLUVAPURAM 1ST ST,CHOOLAIMEDU,CH-94 | CHN749 | Vodafone | Chennai | RT Tower
IN-1007146 | Tmp Nagar | 13.094 | 80.179 | NO 40, FLOWER STREET, MATHIALAGAN NAGAR, PADI, CHENNAI 600 050 | CHN766 | Vodafone | Chennai | RT Tower
IN-1007150 | Madhavaram Veterinary College | 13.1681 | 80.2459 | PLOT.NO.4507 MIG,1ST MAIN ROAD M.M.D.A , MATHUR,CH. | CHN777 | Vodafone | Chennai | RT Tower
IN-1007180 | Venkatanarayana Road | 13.0391 | 80.2353 | NEW.NO.11, OLD.NO.5, SIVAGNAM ROAD, T.NAGAR, CHENNAI-17 | CHN838 | Vodafone | Chennai | RT Tower
IN-1007018 | Dhandeeswaran Nagar | 12.9825 | 80.2225 | LINGAM COMPLEX, 27, DHANDEESWARAN NAGAR MAIN ROAD, VELACHERY, CHENNAI 600 042 | CHN369 | Vodafone | Chennai | RT Tower
IN-1007054 | Mylapore Temple | 13.0322 | 80.2719 | OLD NO 27, NEW NO : 41, SUNDARESWARAR STREET, MYLAPORE, CHENNAI 600004 | CHN582 | Vodafone | Chennai | RT Tower
IN-1007060 | Mylapore Po | 13.0289 | 80.2667 | NEW NO 18, OLD NO 135, MARI STREET, MANDAVELI, CHENNAI 600 028 | CHN606 | Vodafone | Chennai | RT Tower
IN-1007063 | Adambakkam Balaji Nagar | 12.9823 | 80.2003 | PLOT NO .41, NO.35/20,KESARI NAGAR,4TH STREET,ADAMBAKKAM,CHENNAI-88 | CHN616 | Vodafone | Chennai | GBT
IN-1007085 | Sathangadu | 13.1509 | 80.2959 | NO 16, SATHANGADU HIGH ROAD, RAJAKADAI, THIRUVOTTYIYUR - CHENNAI 600 019 | CHN666 | Vodafone | Chennai | RT Tower
IN-1007096 | Saidapet Bs | 13.0226 | 80.2263 | NEW NO 41, OLD NO16, BAZAAR ROAD, SAIDAPET, CHENNAI 600 015 | CHN685 | Vodafone | Chennai | RT Tower
IN-1007162 | Villivakkam Rajaji Nagar | 13.1124 | 80.207 | NO 28/153, RED HILLS ROAD, VILLIVAKKAM, CHENNAI 600 049 | CHN793 | Vodafone | Chennai | RT Tower
IN-1007248 | Otteri-Kosapet | 13.096 | 80.2547 | NO 87, CHINNA THAMBI STREET, KOSAPET, OTTERI, CHENNAI - 12 | CHN988 | Vodafone | Chennai | RT Tower
IN-1007165 | Manali Rd | 13.1411 | 80.2486 | ANNAM HARDWARES,NO:6,MANALI RD,SEETHARAM NAGAR,CHINNAKODUNGAIYUR,CH-118 | CHN798 | Vodafone | Chennai | RT Tower
IN-1007179 | Perambur - Periyar Nagar | 13.1135 | 80.226 | NO.7/A-42 ,KARTHIKEYAN SALAI ,PERIYAR NAGAR ,CHENNAI-82 | CHN835 | Vodafone | Chennai | RT Pole
IN-1007217 | Kodungaiyur - Gandhi Nagar | 13.1327 | 80.2432 | NO:11/2,GANDHI NAGAR, SECOND ST , KODUNGAIYUR,CHENNAI - 118 | CHN920 | Vodafone | Chennai | RT Tower
IN-1007220 | Mkb Nagar2 | 13.1234 | 80.2592 | NO.338 , 10TH CROSS , WEST AVENUE , MKB NAGAR , CH-39 | CHN923 | Vodafone | Chennai | RT Tower
IN-1007230 | Indira Nagar 11Th Cross Street | 12.9958 | 80.2509 | NO.17 ,11THS CROSS STREET , INDIRA NAGAR ,CHENNAI-20 | CHN945 | Vodafone | Chennai | RT Tower
IN-1007241 | Nithayanantha Nagar | 12.9186 | 80.1054 | NO.1A , PERUMAL KOIL STREET , NITHANANTHA NAGAR ,IRUMBULLER ,TAMBARAM , CH-45 | CHN967 | Vodafone | Chennai | RT Tower
IN-1007009 | Basin Bridge | 13.1044 | 80.2741 | PRADIP LODGE, #58A, BASIN BRIDGE RD, CHENNAI-79. | CHN353 | Vodafone | Chennai | RT Tower
IN-1007013 | Ags Colony | 12.9776 | 80.2129 | 17/22, CHOCKALINGAM NAGAR, AGS COLONY, VELACHERY, CHENNAI 042 | CHN358 | Vodafone | Chennai | RT Tower
IN-1007046 | Cemetry Road | 13.1101 | 80.2847 | 35, RAMANUJA IYER STREET, OLD WASHERMANPET, CHENNAI 600 021 | CHN571 | Vodafone | Chennai | RT Tower
IN-1007068 | Choolai West | 13.0917 | 80.2614 | NO 47, MANICKAM CHETTY STREET, CHENNAI 600 112 | CHN623 | Vodafone | Chennai | RT Tower
IN-1007072 | Tambaram East 1 | 12.9232 | 80.126 | NO 142, VELACHERY ROAD, TAMBARAM EAST, CHENNAI 600 059 | CHN634 | Vodafone | Chennai | RT Tower
IN-1007078 | Kottur Gardens | 13.0211 | 80.2423 | NO 1, KOTTURPURAM 1ST MAIN RD, KOTTURPURAM , CHENNAI 600 085 | CHN650 | Vodafone | Chennai | RT Tower
IN-1007081 | Alapakkam Meenakshi Dental College | 13.0514 | 80.1663 | NO 32, ALAPAKKAM MAIN ROAD, ALAPAKKAM, CHENNAI 600 089 | CHN659 | Vodafone | Chennai | RT Tower
IN-1007095 | M M Nagar Township | 12.7971 | 80.0248 | SELVAM HARDWARES, NO 12, S V S G NADAR COMPLEX, THIRUVALLUVAR SALAI, M M NAGAR 603 209 | CHN683 | Vodafone | Chennai | RT Tower
IN-1007099 | Hasthinapuram Bs | 12.9406 | 80.1499 | NEW NO 59, OLD NO 32, R P ROAD, HASTINAPURAM, CHENNAI 600 044 | CHN694 | Vodafone | Chennai | RT Tower
IN-1007115 | Perungudi Ie | 12.9599 | 80.2403 | NO 1, SCHOOL VIEW ROAD, THIRUMALAI NAGAR ANEX, PERUNGUDI, CHENNAI 600 096 | CHN716 | Vodafone | Chennai | RT Tower
IN-1007122 | Eldams Road3 | 13.0382 | 80.2547 | OLD NO:4,NEW NO:35,ELDAMS RD,ARK COLONY,ALWARPET,CH-18 | CHN729 | Vodafone | Chennai | RT Tower
IN-1007199 | Ayanavaram Mettu St | 13.0957 | 80.2333 | NO:85/28,METTU ST,AYANAVARAM,CH-23 | CHN878 | Vodafone | Chennai | RT Tower
IN-1007210 | Decaster Main Rd - Pulianthope | 13.1019 | 80.2621 | NO: 93/59, RAMASWAMY ST, DECASTER MAIN ROAD, PULIANTHOPE CHENNAI | CHN898 | Vodafone | Chennai | RT Tower
IN-1007228 | Parrys - Angappan St | 13.0975 | 80.2909 | NO:203,ANGAPPA NAICKEN ST,CHENNAI - 600001 | CHN941 | Vodafone | Chennai | RT Pole
IN-1007232 | Washermenpet - Solaiappan Street | 13.1172 | 80.2867 | NO.209 / 88 , SOLAIAPPAN STREET ,OLD WASHERMENPET ,CH-21 | CHN949 | Vodafone | Chennai | RT Tower
IN-1007236 | Virugambakkam Muthamilnagar | 13.0606 | 80.2008 | NO:7 SETHUPILLAI ST,NEHRU NAGAR, SALIGRAMAM,CHENNAI | CHN962 | Vodafone | Chennai | RT Tower
IN-1006278 | Varatharajapuram | 12.9087 | 80.0691 | NO.3, SRI SAI NAGAR, MUDICHUR, VARATHARAJAPURAM, CHENNAI | CHN1004 | Vodafone | Chennai | GBT
IN-1006292 | Manali New Town | 13.1978 | 80.2695 | PLOT NO,4 AANDAL NAGAR,AANDALKUPPAM,PONNERI HIGH ROAD,CHENNAI-103 | CHN1076 | Vodafone | Chennai | GBT
IN-1006294 | Guduvanchery? 2 | 12.8509 | 80.0662 | PLOT.NO.6, ATHI PARASAKTHI NAGAR, NANDIVARAM, GUDUVANCHERY, 603202 | CHN1086 | Vodafone | Chennai | GBT
IN-1006341 | Kodungaiyur1 | 13.1316 | 80.2557 | 4,SIDCO AVENUE ROAD, THIRUVALLUR NAGAR, KODUNGAIYUR | CHN277 | Vodafone | Chennai | RT Tower
IN-1006373 | Virugambakkam North | 13.0549 | 80.1923 | NO 19, GANGAIAMMAN KOIL STREET, BIG VILLAGE, VIRUGAMBAKKAM, CHENNAI 600 092 | CHN620 | Vodafone | Chennai | GBT
IN-1006397 | Porur Karambakkam | 13.0405 | 80.156 | NO:5/20,1ST STREET,ARUNACHALAM NAGAR,PORUR,CH-116 | CHN735 | Vodafone | Chennai | GBT
IN-1006420 | Ambattur Ram Nagar | 13.1265 | 80.1483 | NO 3A, V.V. GIRI STREET, RAM NAGAR, AMBATTUR, CHENNAI - 53 | CHN975 | Vodafone | Chennai | GBT
IN-1072627 | Mayajal | 12.8492 | 80.2406 | OLD.NO.1/26, NEW.NO.57, KALAIGNER ST, KANATHUR, KOVALAM(PT) 603112.???? | CHN1092 | Vodafone | Chennai | GBT
IN-1006431 | Kelambakkam 1 | 12.7915 | 80.2232 | PLOT NO: 50, SRI RENUKA AMBAL NAGAR, 1ST CROSS STREET, KELAMBAKKAM, CHENNAI - 103 | CHN148 | Vodafone | Chennai | GBT
IN-1006434 | Pidariar Koil St - Parrys? | 13.1023 | 80.2854 | OLD NO:119, NEW NO:84, PIDARIYAR KOIL STREET, CHENNAI-600001 | CHN1229 | Vodafone | Chennai | RT Pole
IN-1006492 | South Mada Street | 13.0323 | 80.2694 | NO.29/13, SOUTH MADA STREET, MYLAPORE, CHENNAI-04.? | CHN4003 | Vodafone | Chennai | RT Pole
IN-1006521 | Iit Pampa1 | 12.9876 | 80.2383 | PAMPA HOSTEL ,IIT CAMPUS,SARDAR PATEL ROAD , GINDY,CH-36 | CHN451 | Vodafone | Chennai | RT Pole
IN-1006568 | Nungambakkam4 | 13.054 | 80.2488 | CAPITALE TOWERS, 180, KODAMBAKKAM HIGH ROAD, NUNGAMBAKKAM,CHENNAI-34. | CHN090 | Vodafone | Chennai | RT Pole
IN-1006569 | T Nagar5 | 13.0399 | 80.243 | CHELLA MALL, #11 , SRI THIYAGARAYA RD.,. T NAGAR, CHENNAI-600017 | CHN092 | Vodafone | Chennai | RT Pole
IN-1006574 | Egmore-Prince Plaza | 13.0715 | 80.2592 | NO.46/73, PANTHEON ROAD, EGMORE, CHENNAI - 8 | CHN1019 | Vodafone | Chennai | RT Pole
IN-1006579 | North Beach Road | 13.1015 | 80.2941 | NO.3, 3RD NORTH BEACH ROAD, PARRYS, CHENNAI-01 | CHN1039 | Vodafone | Chennai | RT Pole
IN-1006585 | Annanagar-New Avadi Rd Jn | 13.0964 | 80.2183 | VIJAYA MARRIAGE HALL, NO:P 1/1, 3 RD AVENUE, ANNA NAGAR, CHENNAI-40. | CHN1088 | Vodafone | Chennai | RT Pole
IN-1006643 | Gn Chetty Rd-T.Nagar | 13.0447 | 80.2386 | ANMOL PLAA, OPP TO HEXAWARE TECHNOLOGIES, GN CHETTY RD, T NAGAR, CHENNAI | CHN379 | Vodafone | Chennai | RT Pole
IN-1006688 | Ramasamy Street | 13.0363 | 80.2336 | KASSIM PLAZA, NO 19, DHANDAPANI STREET, T NAGAR, CHENNAI 600 017 | CHN641 | Vodafone | Chennai | RT Pole
IN-1006692 | Shastri Nagar | 12.9992 | 80.2595 | NEW NO 1/2, OLD NO 53A,1ST MAIN ROAD, 7TH LANE, SHASTRI NAGAR, ADYAR, CHENNAI 600 020 | CHN679 | Vodafone | Chennai | RT Pole
IN-1006695 | Meenambakkam OTA | 12.9986 | 80.1931 | NO 25, VGP MURPHY SQUARE, MEENAMBAKKAM, CHENNAI 600 016 | CHN704 | Vodafone | Chennai | RT Pole
IN-1006717 | K.K.Nagar 4Th Sector | 13.0415 | 80.2006 | AP-562 , 17TH STREET , 4TH SECTOR , K.K.NAGAR ,CH-78 | CHN821 | Vodafone | Chennai | RT Pole
IN-1006720 | Royapuram South | 13.1075 | 80.2936 | NO 10, SOUTH MADA STREET, ROYAPURAM, CHENNAI 600 013 | CHN828 | Vodafone | Chennai | RT Pole
IN-1006722 | Nanganallur Ram Nagar | 12.9832 | 80.1927 | ANUSHA APARTMENTS,NO:10,7TH ST,NANGNALLUR | CHN836 | Vodafone | Chennai | RT Pole
IN-1006834 | Park Road,Anna Nagar | 13.0968 | 80.1934 | NO.178/37, PARK ROAD, ANNANAGAR WEST, ANNANAGAR, CHENNAI-40 | CHN1049 | Vodafone | Chennai | RT Tower
IN-1006848 | Kodungaiyur Muthamizh Nagar | 13.1363 | 80.2488 | NO.3/69, 5TH MAIN ROAD, MUTHAMIZH NAGAR, KODUNGAIYUR, CHENNAI - 118???? | CHN1078 | Vodafone | Chennai | RT Tower
IN-1006855 | Saligrammam Gandhi Nagar | 13.0577 | 80.2072 | NO.41, ANNA ST, GANDHI NAGAR, SALIGRAMAM, CH-93 | CHN1099 | Vodafone | Chennai | RT Tower
IN-1006891 | Kolathur-Kambar Nagar | 13.1171 | 80.2168 | MR.G.B.BABU, NO:167, 4TH STREET, KAMBAR NAGAR, KOLATHUR, CHENNAI-99. | CHN1182 | Vodafone | Chennai | RT Tower
IN-1006893 | Thondiarpet | 13.1286 | 80.2852 | NO:73/2, VAIDIYANATHAN MUDALIYA STRET, THONDIARPET, CHENNAI-81. | CHN1184 | Vodafone | Chennai | RT Tower
IN-1006900 | Ambattur Ot | 13.1222 | 80.147 | NO:490, MTH ROAD, ABATTUR, CHENNAI-53 | CHN1216 | Vodafone | Chennai | RT Tower
IN-1006913 | Potheri | 12.8201 | 80.0378 | NEW.NO.11, PILLAYAR KOIL STREET, POTHERI-603203, | CHN1249 | Vodafone | Chennai | RT Tower
IN-1006924 | Adyar - Shastri Nagar | 13 | 80.263 | OLD NO:12, MEW NO: 46, ELLAI AMMAN KOVIL STREET, SASTHRI NAGSR, ADYAR, CHENNAI | CHN145 | Vodafone | Chennai | RT Tower
IN-1006973 | Vanagaram | 13.0605 | 80.155 | KRISHAN KALYANA MAHAL, 1/26, RANGASAMY NAICKER ST, VANAGARAM P.H, ROAD. | CHN280 | Vodafone | Chennai | RT Tower
IN-1006982 | Villivakkam-East Mada | 13.1067 | 80.2097 | #54,55,EAST MADA ST,VILLIVAKKAM,CH-49 | CHN303 | Vodafone | Chennai | RT Tower
IN-1006996 | Vandikaran-Street | 12.9944 | 80.2179 | BAJAJ SHOW ROOM, NO: 14/7A & 7B, NAGENDRA NAGAR, VELACHERY ROAD, CHENNAI - 42 | CHN325 | Vodafone | Chennai | RT Tower
IN-1007006 | Jafferkhanpet-West | 13.0315 | 80.2044 | 19/39,PILLAYAR KOIL ST,JAFFERKHANPET-83 | CHN348 | Vodafone | Chennai | RT Tower
IN-1007012 | Vysarpadi Dhobighat | 13.1254 | 80.2627 | AP 1311, 17TH EAST CROSS STREET, VYSARPADI, CHENNAI 600 039 | CHN356 | Vodafone | Chennai | RT Tower
IN-1007040 | Luz Corner | 13.0377 | 80.2678 | NEW NO 231, OLD NO 134, LUZ CORNER, R H ROAD, CHENNAI 600 014 | CHN551 | Vodafone | Chennai | RT Tower
IN-1007111 | Adambakkam Ps | 12.988 | 80.2046 | PLOT NO 27, NEW COLONY MAIN ROAD, ADAMBAKKAM, CHENNAI 600 088 | CHN711 | Vodafone | Chennai | RT Tower
IN-1007121 | Madha Church Road | 13.0292 | 80.2717 | NO 89, MANDAVELI STREET, MANDAVELIPAKKAM, CHENNAI 600 028 | CHN726 | Vodafone | Chennai | RT Tower
IN-1007124 | Baroda Street | 13.0436 | 80.2281 | NO 9/6, VASUDEVAPURAM STREET, WEST MAMBALAM, CHENNAI - 33 | CHN732 | Vodafone | Chennai | RT Tower
IN-1007127 | Kalaimagal Nagar | 13.0232 | 80.2017 | NEW NO:25,OLD NO:13,DURAISWAMY ST,VISHALAKSHI 3RD NAGAR,EKKADUTHANGAL,CH-97 | CHN738 | Vodafone | Chennai | RT Tower
IN-1007128 | Mettupalayam | 13.0277 | 80.2168 | NEW NO 9, OLD NO 8, THIRUVIKA STREET, ETHIRAJ NAGAR, WEST MAMBALAM, CHENNAI 600 033 | CHN739 | Vodafone | Chennai | RT Tower
IN-1007156 | Perambur Market | 13.1124 | 80.2487 | NEW NO 9, OLD NO 5, BHARATHI MAIN ROAD, PERAMBUR, CHENNAI - 11 | CHN786 | Vodafone | Chennai | RT Tower
IN-1007169 | Washermanpet | 13.1141 | 80.2865 | NO 82, PERAMBALLU STREET, OLD WASHERMANPET, CHENNAI 600 021 | CHN806 | Vodafone | Chennai | RT Tower
IN-1007186 | Kovoor | 13.0094 | 80.121 | NO.91/1, KUNRATHUR MAIN ROAD, KOVOOR, CHENNAI -101 | CHN848 | Vodafone | Chennai | RT Tower
IN-1007207 | New Washermenpet Ps | 13.1396 | 80.2953 | NO.1/2 , GOVINDARAJ STREET , NEW WASHERMENPET ,CHENNAI-81 | CHN895 | Vodafone | Chennai | RT Tower
IN-1128812 | Butt Road -St Thomas Chruch | 13.0074 | 80.1961 | NO.4/1, ST.PATRIKS CHURCH ROAD, ST.THOMAS MOUNT, CHENNAI-16 | CHN1440 | Vodafone | Chennai | RT Pole
IN-1128809 | Grt Temple Bay | 12.6241 | 80.1979 | GRT TEMPLE BAY, MAHABALIPURAM | CHN435 | Vodafone | Chennai | RT Pole
IN-1128810 | Mayajaal | 12.8562 | 80.2409 | NO 157, MAYAJAAL, EAST COAST ROAD, UTHANDI | CHN463 | Vodafone | Chennai | RT Pole
IN-1006745 | Krishna Bai Street-T.Nagar | 13.0513 | 80.2387 | NO 7 KRISHNABAI STREET, T NAGAR, CHENNAI - 17 | CHN929 | Vodafone | Chennai | RT Pole
IN-1247620 | Vasantha Garden -Ayanavaram | 13.1011 | 80.2379 | NO.91/48, VASANTHA GARDEN MAIN ROAD, AYANAVARAM, CHENNAI-23. | CHN1317 | Vodafone | Chennai | RT Tower
IN-1247611 | Lord Govindar Nagar-Anna Salai? | 13.0604 | 80.2678 | OLD NO.14, NEW NO.33, L.G.N.ROAD, (BORDER THOTTAM), MOUNT ROAD, CHENNAI-600002. | CHN1323 | Vodafone | Chennai | RT Pole
IN-1247596 | Pudur | 13.2388 | 80.1991 | NO.128/2, BUDUR VILLAGE, PONARI TLK, REDHILLS SRO, CHENNAI | CHN1351 | Vodafone | Chennai | GBT
IN-1247600 | Kolapan Nagar | 13.0732 | 80.0774 | NO.1/84,MARAAMMAN KOVIL STREET,KOLAPPANCHERRY VILLAGE COLONY,PATTABIRAM,CHENNAI-72 | CHN1362 | Vodafone | Chennai | RT Tower
IN-1247605 | Medavakkam -1 | 12.9173 | 80.1909 | NO.2/9,VELACHERY MAIN ROAD,MEDAVAKKAM,CHENNAI-100 | CHN1370 | Vodafone | Chennai | RT Tower
IN-1247607 | Chitalampakkam2 | 12.9357 | 80.145 | NO.5,GANDHI STREET,CHANDRA GARDEN,NTS COMPLEX,CHITALAMPAKKAM,CHENNAI-64. | CHN1372 | Vodafone | Chennai | RT Tower
IN-1247593 | Thiruverkadu | 13.0745 | 80.1193 | NO.38, ABIRAMI NAGAR, THIRUVERKADU, CHENNAI - 600 077 | CHN1382 | Vodafone | Chennai | RT Tower
IN-1247595 | Moulivakkam? | 13.0211 | 80.1356 | NO.1/46, PONNIYA AMMAN KOIL STREET, MOULIVAKKAM, CHENNAI - 600 116. | CHN1383 | Vodafone | Chennai | RT Tower
IN-1247601 | Kundrathur | 12.9968 | 80.0913 | NO.10,NADAIPATHAI STREET,KUNDRATHUR,CHENNAI-69 | CHN1384 | Vodafone | Chennai | RT Tower
IN-1247591 | IJL | 13.0901 | 80.006 | ?NO.17, T.H.ROAD, PUDHUCHATIRAM, CHENNAI | CHN1385 | Vodafone | Chennai | GBT
IN-1247590 | Valasaravakkam | 13.0421 | 80.1724 | NO.35, THIRUVALLUVAR STREET, VALASARAVAKKAM, CHENNAI -87.? | CHN1387 | Vodafone | Chennai | RT Tower
IN-1247604 | Soorapet??? | 13.1444 | 80.188 | NO.2/3,SIVAPRAKASAM NAGAR,SOORAPET MAIN ROAD,CHENNAI-66 | CHN1388 | Vodafone | Chennai | RT Tower
IN-1247594 | Thirunindaravur | 13.1312 | 80.0359 | NO.771/A, P.H.ROAD, RAJESWARI NAGAR, NATHAMBEDU, CHENNAI - 602024. | CHN1394 | Vodafone | Chennai | GBT
IN-1247612 | Padi-1?? | 13.0987 | 80.1823 | S.NO.324/1D,NO.840,841&842,MTH ROAD,PADI,CHENNAI-600050 | CHN1398 | Vodafone | Chennai | RT Tower
IN-1248611 | Thiruvathiyur? | 13.1739 | 80.3003 | NO.11/15A,12TH STREET,THIRUVETTRIYUR,CHENNAI-600019. | CHN1505 | Vodafone | Chennai | RT Tower
IN-1084506 | Korukupet | 13.1215 | 80.2757 | NO.40, 2ND STREET, VELAN NAGAR, KORUKKUPET, CHENNAI -21. | CHN1506 | Vodafone | Chennai | RT Tower
IN-1247608 | Thirumulaivoil1 | 13.1301 | 80.1394 | NO.5,NEHRU STREET,SARASWATHI NAGAR,THIRUMULAIVOIL,CHENNAI-62 | CHN1514 | Vodafone | Chennai | RT Tower
IN-1247614 | Anna Ngr Padiputhur???? ?? | 13.0841 | 80.1903 | NO.1, PADIPUDHU NAGAR, 7TH STREET, ANNANAGAR WEST EXTN, CHENNAI - 600101.???? | CHN1524 | Vodafone | Chennai | RT Tower
IN-1248613 | Kattupakkam | 13.0427 | 80.1241 | NO.71/A,MOUNT POONAMALLEE HIGH ROAD,KATTUPAKKAM,CHENNAI-56. | CHN1532 | Vodafone | Chennai | RT Tower
IN-1247603 | Moulivakkam Madanandapuram | 13.0185 | 80.1538 | NO.194/2,40 FEET ROAD,RAJESHWARI AVENUE, MOULIVAKKAM, CHENNAI-600116. | CHN1533 | Vodafone | Chennai | RT Tower
IN-1247588 | Kolathur Thanikachalam Ne | 13.13 | 80.232 | PLOT.NO.113, NO.39, 4TH MAIN ROAD, KOLATHUR THANIKACHALAM NAGAR, CHENNAI-110.? | CHN1579 | Vodafone | Chennai | RT Tower
IN-1247606 | Kodambakkam Kamarajan Colony??? | 13.0488 | 80.2192 | NO.24/27, DR.AMBEDKAR ROAD, KAMARAJAN COLONY, KODAMBAKKAM, CHENNAI - 24 | CHN1586 | Vodafone | Chennai | RT Pole
IN-1247592 | Palavakkam North??????? | 12.9644 | 80.2541 | NO.3/124, E.V.R.PERIYAR SALAI, PALAVAKKAM, CHENNAI - 600 041 | CHN1590 | Vodafone | Chennai | RT Tower
IN-1247599 | Munusamy St- Chrompet | 12.9524 | 80.153 | NO.3/1, MANI NAICKER STREET, GANAPATHY PURAM, CHROMPET, CHENNAI - 44. | CHN1604 | Vodafone | Chennai | RT Tower
IN-1247598 | Kanndepalayam | 12.9364 | 80.1006 | NO.262/2A6, PILLAIYAR KOIL STREET, KANNADAPALAYAM, WEST TAMBARAM, CHENNAI - 600 045.??? ????? | CHN1606 | Vodafone | Chennai | GBT
IN-1247602 | Subramani St_Saidapet | 13.0246 | 80.2175 | NO.15,WEST JONE ROAD,WEST SAIDAPET,CHENNAI-600015. | CHN1639 | Vodafone | Chennai | RT Tower
IN-1247587 | Cboa Colony - Chitlapakkam | 12.8852 | 80.19 | NO.7, VENBA AVENUE, CHITLAPAKKAM, CHENNIA-73 | CHN1647 | Vodafone | Chennai | GBT
IN-1247610 | Villivakkam | 13.114 | 80.2027 | NO.9, BALAMBIGAI NAGAR, THATHAN KUPPAM ROAD, VILLIVAKKAM, CHENNAI-49 | CHN1651 | Vodafone | Chennai | RT Tower
IN-1247609 | Thirumalairajapuram_Avadi | 13.1172 | 80.0994 | NO.62/36,OLD NO.62/32,THIRUMALAIRAJAPURAM ROAD,STATION ROAD,AVADI,CHENNAI-600054 | CHN1667 | Vodafone | Chennai | RT Pole
IN-1247621 | Parrys-Broadway Junction | 13.0886 | 80.2852 | NO.219, NSC BOSE ROAD, CHENNAI-600 001 | CHN4023 | Vodafone | Chennai | RT Pole
IN-1234891 | Jyothi Nagar-Thiruvattiyur | 13.1782 | 80.3001 | MR. L.SARAVANA KUMAR, PLOT NO 192, NO.16/10, 9TH STREET, JYOTHI NAGAR, CH-19, PH: 9840642787 | CHN1884 | Vodafone | Chennai | RT Tower
IN-1234905 | Redhills Grantlyon | 13.1838 | 80.2034 | MR. C.ELUMALAI , THIRUMALAI REAL ESTATE, M.H ROAD, GRANTLYON, CHENNAI-52, PH: 9381919005, 9940256528 | CHN1894 | Vodafone | Chennai | GBT
IN-1235858 | Venkateswara Nagar Kolathur | 13.1202 | 80.2096 | MR.SRINIVASAN, 8/38, GANDHI STREET, SREE VENKATESWARA NAGAR, KOLATHUR, CH:99 PH: 9840927144 OPP TO OPTION A | CHN1873 | Vodafone | Chennai | GBT
IN-1234907 | Tondiarpet Balakrishna Street | 13.1321 | 80.2941 | MRS. JAYAVANI ICE UNIT, NO 4, BALAKRISHNA ST, CH-81, PH: 9600009999 | CHN1898 | Vodafone | Chennai | RT Tower
IN-1237061 | Thirumalizhai | 13.0459 | 80.0119 | MR. SURESH, 2/99, NEW NO.137, PADUR MAIN ROAD, PADUR, PH:9941393904 | CHN1357 | Vodafone | Chennai | GBT
IN-1237751 | New Perungulattur | 12.9035 | 80.0831 | MR. ANNADURAI, PLOT NO.19, MADURAKAVI ALWAR ST, NEW PERUNGULATHUR, CH-63, 9841188920 | CHN1737 | Vodafone | Chennai | GBT
IN-1235862 | Srinivasa Nagar_Madipakkam | 12.9662 | 80.2119 | MRS. LATHA SHANMUGAM, 343, SUNDARRAJAN STREET, SRINIVASA NAGAR MAIN ROAD, MADIPAKKAM, PH: 9444050265 | CHN1731 | Vodafone | Chennai | GBT
IN-1127240 | Baramputtur_Mangadu | 13.021 | 80.1274 | Mr. Arumugam, New No.1/30, Pillayar Koil Street, Baramputtur, Mangadu, Chennai-602101. Tel:24760349 | CHN1763 | Vodafone | Chennai | GBT
IN-1234894 | Ambedkhar Nagar-New Perungulattur | 12.8981 | 80.0853 | MR. MURUGAN,1 / 462 CHARLU STREET (ICE FACTORY)VANDALUR, CHENNAI- 600 048MOBILE - 98407 36150 | CHN1886 | Vodafone | Chennai | RT Tower
IN-1099789 | Adambakkam | 12.9853 | 80.2077 | MR. MURUGANANDAM,30 / 44 MOHANAPURI 4TH STREETADAMBAKKAM CHENNAI - 600 088 | CHN1512 | Vodafone | Chennai | RT Tower
IN-1134499 | Pulikoradu-Tambaram Bye Pass | 12.9468 | 80.1079 | SMT.P.BHAVANI AMMAL W/o.MR.PALANI S.NO.64, O.NO.164 N.NO.131, PULIKORADU VILLAGE, SAIDAPET TALUK, CHENNAI 600 045 PH : 9791060517 | CHN1863 | Vodafone | Chennai | RT Tower
IN-1234897 | Madhanakuppam | 13.1343 | 80.1876 | Mr. P. Vishwanathan, no.1, thirumal nagar, kadappa road, Madhana kuppam, Ch-99, Ph: 9380259293, | CHN1888 | Vodafone | Chennai | GBT
IN-1241030 | Kutchery Road | 13.0353 | 80.2703 | Mr.P.A.Narasimulu Naidu,Old No:70,New No:143,Kutchery Road,Mylapore,Chennai-04,Ph No 9962279579 | CHN1545 | Vodafone | Chennai | RT Pole
IN-1234895 | TNEB_Avadi | 13.114 | 80.1011 | Mr. Devendiran, 3229,LIGII, 6th block, TNHB, AVADI CHENNAI ? 54 - 98411 52799 | CHN1887 | Vodafone | Chennai | RT Tower
IN-1242500 | Radha Nagar-Chrompet | 12.9533 | 80.1473 | MR.V.NARASIMHAN S/o.MR.VENUGOPAL, S.NO.434 NO.2, OLD NO.6, KENNEDY STREET, RADHA NAGAR, CHROMPET, CHENNAI - 44 PH : 9841549489 | CHN1624 | Vodafone | Chennai | RT Tower
IN-1234883 | Tharamani Road | 12.9809 | 80.2314 | SMT.P.JAYALAKSHMI W/o.PADMANABHAN, S.NO.164/3C PLOT NO.27B, 1ST STREET, RAMAGIRI NAGAR, VELACHERY, CHENNAI - 42 PH :9445175837 | CHN1882 | Vodafone | Chennai | RT Tower
IN-1234906 | Sthiya Murthy Seyaliyur | 12.9032 | 80.1424 | RAJENDRAN,NO.269,AGARAM ,MAIN ROAD, SELAYUR, CHENNAI-73 PH : 944441120 | CHN1896 | Vodafone | Chennai | RT Tower
IN-1241883 | Satya Nagar | 13.1139 | 80.1299 | MR.M.GOPAL, MR.MARIMUTHU;AND MRS.M.RAJAVENI W/o.V.MARIMUTHU S.NO.835,835/1B AND 799/2 DOOR NO.4/1 JOTHY NAGAR FIRST MAIN ROAD, ANNANUR, CHENNAI - 600 062 | CHN1759 | Vodafone | Chennai | RT Tower
IN-1134506 | Kilpauk Garden Road | 13.0828 | 80.2297 | MR.T.S.RAVI S/O.MR.SUNDARABASHYAM, S.NO.2, PLOT NO.158, BLOCK NO.4, D.NO.57/A, VENKATASWAMY NAIDUPURAM,KILPAUK GARDEN SALAI CHENNAI - 600010 PH : 9841337779 | CHN1866 | Vodafone | Chennai | RT Tower
IN-1006969 | Bharat Engg College-Tambaram Iaf | 12.9075 | 80.1425 | SMT.MUTHULAKSHMI W/o.MR.S.RAJU, S.NO.384/2 DEVARAJ NAGAR, SELAIYUR VILLAGE, TAMBARAM TALUK, ANNA DISTRICT PH : 9380551426 | CHN267 | Vodafone | Chennai | RT Tower
IN-1239697 | Velachery- Anna Nagar Extn | 12.9729 | 80.2272 | R.K.VENKATADRI S/o.MR.CHENGALVARAYAN, S.NO.316/4(PART), PLOT NO.6,VGP SELVA NAGAR EXTN 2, FIRST STREET,VELACHERY, CHENNAI - 600 042 | CHN1587 | Vodafone | Chennai | RT Tower
IN-1241625 | Defence Colony_Ekkathuthangal?? | 13.0192 | 80.2002 | SMT.C.RAJESWARI W/o.MR.V.CHAKRAVARTHY PLOT NO.29,ACHUTHAN NAGAR, 4TH STREET, POONAMALLE RAOD, EKKATUTHANGAL, CHENNAI - 32 PH :9884633304 | CHN1701 | Vodafone | Chennai | RT Tower
IN-1241600 | Tirupathinagar_Kolathur | 13.1277 | 80.2247 | MRS.N.SUMATHI,W/o.MR.P.NARAYANAKARTHI S.NO.135/2A AS PER PATTA S.NO.135/2A7) PLOT NO.60A, 6TH CROSS STREET, BALAJI NAGAR, KOLATHUR, CHENNAI - 600 099 PH :98413 95646 | CHN1916 | Vodafone | Chennai | RT Tower
IN-1241301 | Therkuperagaram St_Thiruvettriyur | 13.16 | 80.2978 | MR.JAYARAMAN S/o.MR.MANICKA RAJ MUDALIAR, S.NO.266 NO.1, NORTH RAILWAY STATION ROAD, THIRUVETRIYUR, CHENNAI - 19 PH : 9500049999 | CHN1921 | Vodafone | Chennai | RT Tower
IN-1241619 | Rajiv Nagar_Perungudi | 12.958 | 80.2365 | MR.N.R.HARI KRISHNAN S/o.MR.RANGARAJALU, PLOT NO.4, VASANTHAM APARTMENTS, RAJIV NAGAR, PERUNGUDI EXTN, CHENNAI - 96 PH : 9884594381/9841010149 | CHN1620 | Vodafone | Chennai | RT Tower
IN-1241573 | Puzhal North | 13.1688 | 80.2032 | MR.P.SUNDARA PANDIAN AND OTHERS S.NO.447/1A1DOOR NO.21, THIRU VI KA STREET, 1ST CROSS STREET, KANNADAPALAYAM, PUZHAL,CHENNAI - 600 066 PH : 9444176776 / 9444873136 | CHN1895 | Vodafone | Chennai | RT Tower
IN-1235859 | Kottivakkam Prince Infotech | 12.9692 | 80.2486 | MR.BANU PRAKASH, NO.366, OMR ROAD, SRINIVASAN NAGAR, KANDANCHAVADI, CH-96, PH: 9840545127 | CHN1322 | Vodafone | Chennai | RT Tower
IN-1241300 | Rajiv Nagar_Mettukuppam | 13.0568 | 80.1798 | MR.N.R.HARI KRISHNAN S/o.MR.RANGARAJALU, PLOT NO.4, VASANTHAM APARTMENTS, RAJIV NAGAR, PERUNGUDI EXTN, CHENNAI - 96 PH : 9884594381 | CHN1923 | Vodafone | Chennai | RT Tower
IN-1248610 | Karnakacheri | 13.11 | 80.054 | MR.VEERASAMY, THANDURAI, PATTABIRAM, THIRUVALLUR, PH-93823-07546 | CHN1931 | Vodafone | Chennai | GBT
IN-1247626 | Nemmam | 13.059 | 80.029 | MR.T.VELAYUDHAM,S.NO.172/36,NEW S.NO.867/5,NO.1/82,AMMAN KOIL STREET,KUTHAMBAKKAM TALUK,THIRUVALLUR DIST-602 107.PH:9840640443 | CHN1930 | Vodafone | Chennai | GBT
IN-1241599 | Mathavarammilk Colony | 13.1512 | 80.2377 | M.MAHESH KUMAR,PLOT NO :1, LOGAMBAL NAGAR, M.M.C, CHENNAI-51,9841684993 | CHN1910 | Vodafone | Chennai | RT Tower
IN-1244508 | Butt Road | 13.0101 | 80.1961 | MRS D.KOKILA ALIAS MRS D.VIJAYALAKSHMI ,NO 5/15,BUTT ROAD ,OPPOSITE CANTONMENT KALYANA MANDAPAM ,SAINT THOMAS MOUNT ,CHENNAI-600016 | CHN195 | Vodafone | Chennai | RT Tower
IN-1244218 | Perambur Brindha Theatre | 13.1212 | 80.2428 | D MANOHARAN, BLUE BELLS,NEW-3/3,OLD NO-13,KABILAR ST,PERAMBUR,CHN-11.PH-9840661347 | CHN787 | Vodafone | Chennai | RT Tower
IN-1244215 | Alexander Square | 13.0139 | 80.2235 | MR. K KRISHNANS/O MR K PACHER,NO 19 MOUNT ROAD ,LITTLE MOUNT, SAIDAPET CHENNAI-600015, 9884580426 | CHN018 | Vodafone | Chennai | RT Tower
IN-1247939 | Burkit Rd | 13.0345 | 80.233 | MR MARIMUTHU ,OLD NO 29,NEW NO 2 ,SOUTH THANDAPANI STREET,T-NAGAR,CH-17,9842454506 | CHN931 | Vodafone | Chennai | RT Tower
IN-1114325 | Mylapore Bsc | 13.0428 | 80.2676 | MR.ABDUL RASHEED MOHAMED RAFI S/O.MR.ABDUL RASHEED RABIYA BUILDING S.FO.NO.1724/9 ROYAPETTAH HIGH ROAD, MYLAPORE, CHENNAI -4 PH:044-42074850 | ICHN0313 | Idea | Chennai | RT Tower
IN-1114335 | Sowcarpeth Bsc | 13.1028 | 80.2785 | MR.THIYAGARAJAN,NO,10,RATHNA MUDALI ST,KONDITHOPE CHENNAI -79 PH : 9840591271 | ICHN0316 | Idea | Chennai | RT Tower
IN-1115396 | Mylapore Hub Site | 13.0817 | 80.2535 | MR.PARASMAL & OTHERS,OLD NO.15/16, NEW NO.45, DR.ALAGAPPA ROAD, PURASAIWAKKAM, CH - 54PH -9385369856 MR.BHOLANATH - 9381212791 | ICHN0126 | Idea | Chennai | RT Tower
IN-1115416 | Hub Site Showcarpeth | 13.1129 | 80.2431 | MR.M.GURUSAMY NO,3 RAGHAVAN STREET, PERUMAMBUR,CHENNAI -11 9786585951 | ICHN0130 | Idea | Chennai | RT Tower
IN-1114332 | Tambaram Bsc | 12.9237 | 80.1273 | MR.SYED SALEEM,NO.431, VELACHERY MAIN ROAD, EAST TAMBARAM, CHENNAI.9941095041 | ICHN0315 | Idea | Chennai | GBT
IN-1115408 | Hub Site Tambaram | 12.9507 | 80.1443 | MRS.SNEHA LATHA,NO.70SUSHILABAI COMPLEX,RADHA NAGAR, STATION ROAD, CHROMPET,CHENNAI.PH:22654010/22654020/22654030 | ICHN0128 | Idea | Chennai | RT Tower
IN-1114330 | Arumbakkam Bsc | 13.0567 | 80.2117 | MR.S.VENKATESAN S/O.MR.SRISAMALU, T.S.NO.99 NO.5, ANNAL KAMARAJAR STREET, CHOOLAIMEDU, CHENNAI -94 PH : 9444013306 | ICHN0314 | Idea | Chennai | RT Tower
IN-1115405 | Arumbakkam Hub Site | 13.1005 | 80.1855 | MR.JOHNSON JEYARAJ, NO.27B,SHANTHI NAGAR, KORATTUR CHENNAI - 80 PH : 9884040405 | ICHN0127 | Idea | Chennai | RT Tower
IN-1133970 | Pammadukulam | 13.1787 | 80.1547 | SMT.A.KAVAITHA W/O.MR.M.C.KEDARNATH,S.NO.139/2J,140/1E PAMMADUKULAM VILLAGE, AMBATTUR TALUK, CHENNAI? 6000 052 PH : 9444371414 | ICHN0816 | Idea | Chennai | GBT
IN-1237030 | Shenoy Nagar | 13.0694 | 80.2312 | MR.N.SHANKAR S/O.MR.R.NARAYANASWAMY,S.NO.291/2 & 291/33, O.S.NO.291/1 PLOT NO.26 PART, DOOR NO 19 PSRT, ARUNACHALA GRAMINI STREET, SHENOY NAGAR, CHETPET, CHENNAI - 30 PH 944265010 | ICHN0677 | Idea | Chennai | RT Tower
IN-1133967 | Pazanthandalam | 12.9645 | 80.0812 | SMT.DROUPATHI AND OTHERS,S.NO.626/1 THIRUMUDIVAKKAM VILLAGE, SRIPERUMPUTHUR TALUK,KANCHEEPURAM DISTRICT PH :94448 01022 | ICHN0814 | Idea | Chennai | GBT
IN-1133971 | Chinnapanicheri | 13.0214 | 80.1313 | MR.V.K.NEDUNCHEZHIAN S/o.MR.V.M.KUPPUSAMY S.NO.104/1 NO.45, KOLUTHUVANCHERRY VILLAGE, BHAJANAI KOIL STREET, SRIPERUMPUTHUR TALUK, KANCHIPURAM DISTRTICT PH : 94446 11203 | ICHN0817 | Idea | Chennai | RT Tower
IN-1239698 | Guindy Hub | 13.0171 | 80.1998 | MR.R.KRISHNAMURTHI S/O MR.V.RANGASAMY ,BLOCK NO 2,DHANAKODI RAJA STREET ,EKKATUTHANGAL,CHENNAI-97 | ICHN0839 | Idea | Chennai | RT Tower
IN-1244847 | Renganathan Street - Micro | 13.0376 | 80.228 | NO.31, RANGANATHAN STREET, T.NAGAR, CHENNAI | ICHN0938 | Idea | Chennai | RT Pole
IN-1246584 | Moulivakkam3 | 13.0236 | 80.1415 | MR.T .SOUNDERRAJAN ,PLOT NO: 4/14 ,DOOR NO -OLD NO:3/47 ,NEW NO :3/102. POONIAMMAN KOIL STREET ,SATHYANARAYANAPURAM ,CHENNAI-116 | CHM1658 | Airtel | Chennai | RT Tower
IN-1232365 | Korukupet Railway Station2 | 13.119 | 80.2782 | INSIDE KORUKUPET RAILWAY STATION | CHI482 | Airtel | Chennai | Wall Mount
IN-1043715 | Perambur Railway Station | 13.1078 | 80.2444 | INSIDE PERAMBUR RAILWAY STATION, PERAMBUR. | CHI229 | Airtel | Chennai | RT Pole
IN-1043740 | Ennore Railway Station | 13.2177 | 80.3217 | INSIDE ENNORE RAILWAY STATION, ENNORE. | CHI232 | Airtel | Chennai | RT Pole
IN-1043676 | Ambattur Railway Station | 13.1141 | 80.1536 | INSIDE AMBATTUR RAILWAY STATION | CHI230 | Airtel | Chennai | RT Pole
IN-1043664 | Avadi Railway Station | 13.1179 | 80.1022 | INSIDE AVADI RAILWAY STATION | CHI231 | Airtel | Chennai | Wall Mount
IN-1043682 | Basin Bridge Railway Station | 13.104 | 80.2716 | INSIDE BASIN BRIDGE RAILWAY STATION | CHI228 | Airtel | Chennai | RT Pole
IN-1043767 | Central Station (Emu) - Entrance & Ticket | 13.0827 | 80.2747 | INSIDE CHENNAI CENTRAL RAILWAY STATION - EMU BUILDING - ENTRANCE & TICKET BOOKING, CENTRAL, CHENNAI. | CHI239 | Airtel | Chennai | RT Pole
IN-1043766 | Central Station (Emu) - Platform 12 To 14 | 13.0827 | 80.2747 | INSIDE CHENNAI CENTRAL RAILWAY STATION - EMU BUILDING - PLATFORM 12 TO 14, CENTRAL, CHENNAI. | CHI238 | Airtel | Chennai | RT Pole
IN-1043795 | Thiruvattiyur Rly Station | 13.1584 | 80.2961 | INSIDE THIRUVATTIYUR RAILWAY STATION | CHI233 | Airtel | Chennai | Wall Mount
IN-1249135 | Arumandhai | 13.2277 | 80.2187 | mr muruganantham,3/160 arumandhai cross road, budur post,arumandhai,ch-67.9841213630 | CHN1973 | Vodafone | Chennai | GBT
IN-1242483 | Ambethkar Nagar | 12.9906 | 80.2097 | MR.A.SUNDARAM S/o.MR.B.AROKIYASAMY PLOT NO.1795, VELACHERY VILLAGE, CHENNAI - 600042 | CHN1729 | Vodafone | Chennai | RT Tower
IN-1241626 | Sendhamil Nagar | 13.1004 | 80.1377 | Mr.C.Santha Kumar,LIG-2ND Type,TNHB,No.6839,Ayappakam,Ambattur,Chennai-77,Ph-9444205591 | CHN1746 | Vodafone | Chennai | RT Tower
IN-1237196 | Kilpauk3 | 13.0761 | 80.2376 | MR Y SHABBIR BHAI ;ALSA TOWERS, N.NO 279,281/O.NO 186/187, P.H ROAD, KILPAUK, CH-10 ,PH NO: 9940497001/9176286691 | CHM618 | Airtel | Chennai | RT Pole
IN-1247491 | Royapettah3 | 13.0542 | 80.2675 | MR SAYED IQBAL ALI AND MRS FARZANA ISHRAT ,NO 6 HUZZAIN ALIKHAN 2ND STREET ,ROYEPETTA,CH-14,9940504011 | CHM1285 | Airtel | Chennai | RT Tower
IN-1248028 | Mahabalipuram8 | 12.6199 | 80.1591 | M.P.MOHAN AGENCIES,THIRUKALIKUNDRAM ROAD,PERUMALERI,MAMALLAPURAM;9443248704 | CHM1678 | Airtel | Chennai | GBT
IN-1248265 | SRMC6 | 13.044 | 80.1782 | PLOT NO 9/10 ,RAJAS GARDEN, CHETTIYAR AGARAAM,CH-77PLOT NO 9/10 ,RAJAS GARDEN, CHETTIYAR AGARAAM,CH-77 | CHM1540 | Airtel | Chennai | GBT
IN-1248086 | Madampakkam | 12.8549 | 80.0426 | MRS JAYA W/O SELVARAJ ,LALITHA NAGAR ,PLOT NO7 ,MADAMBAKKAM ,KUNDRATHUR (PO) ,SRIPERUMPUDHUR TALUK ,KANCHIPURAM DIST ,603202 ,9884350820 | CHM1673 | Airtel | Chennai | GBT
IN-1248569 | Sterling Road 4 | 13.0658 | 80.2403 | GAYATRI,MAS143,STERLING ROAD,CH-14 (AIRTEL PUBLIC RELATION OFFICER: NAVEEN-9677090280) | CHM1577 | Airtel | Chennai | RT Tower
IN-1247946 | Nathaimedu | 13.1405 | 80.0386 | MR RAMESH,NO 4,MULLAINAGAR,NATHAIMEDU,THIRUNINRAVUR.CH-602024, 9047687341 | CHM1669 | Airtel | Chennai | RT Tower
IN-1247964 | Nemam | 13.0808 | 80.0231 | MR .XAVIER NADAR F/O JOSEPH, NO.-15, TIRUVALLUR HIGH ROAD, NEMAM, NEAR KALKI BHAVAN ASHRAM, CHENNAI - 602 107,9884512313 | CHM1665 | Airtel | Chennai | GBT
IN-1248984 | Villivakkam Railaway Station 3 | 13.1097 | 80.1863 | V. SHANTHI, S NO 1300/2A/2B, PLOT NO 799(PART), 26TH STREET, PERIYAR NAGAR, KORATTUR, CHENNAI 80, 98412 62500, 2624 1646 | CHM1572 | Airtel | Chennai | RT Tower
IN-1248025 | Tiruvallur15 | 13.0953 | 79.9929 | MR. RAMAKRISHNAN, 90, METTU KANDIGAI, CHENNAI - 602107;9444723072 | CHM1664 | Airtel | Chennai | GBT
IN-1248026 | Illalur | 12.7365 | 80.1759 | MR V DEVARAJ S/O VAIRAVAN ,THULUKATHAMMAN KOIL STREET,PERIYAR NAGAR COLONY ,ILLALUR VILLAGE ,CHENGAI TALUK,KANCHIPURAM DIST,603110; 9840036338 | CHM1680 | Airtel | Chennai | GBT
IN-1248374 | Potheri6 | 12.8277 | 80.0534 | MRS D GOWRI W/OF MR MAHENDRAN NO 14 BAJANAI KOIL STREET , VALLAN CHERRY VILLAGE, GUDUVANCHERRY ,CH- 603202 ;9444188136 | CHM1609 | Airtel | Chennai | RT Tower
IN-1248981 | Vepery4 | 13.0858 | 80.2649 | M/S JAVEED AHAMED &CO ,NO 5/14 SALAI STREET ,CHOOLAI,9840075762CHENNAI-600112 | CHM1166 | Airtel | Chennai | RT Tower
IN-1248380 | Kilpauk5 | 13.0866 | 80.2331 | SINDHI MEDICAL RELIEF SOCIETY / PRESIDENT -MR DEVIDAS JETHANAND ,NEW NO: 5/1, OLD NO:9,MANDAPAM CROSS RD.,KILPAUK, CH-10 ,9840228050 | CHM1407 | Airtel | Chennai | RT Pole
IN-1247390 | Postal Colony2 | 13.0335 | 80.2228 | NO 23/83, SRINIVASA IYENGAR ST, PUSPHAVATHI AMMAL ST, CHN - 33,9841596663 | CHM1264 | Airtel | Chennai | RT Tower
IN-1248035 | Aapoor | 12.803 | 79.9738 | R.VENUGOPAL,NO 74 BAJNAI KOIL STREET,AAPOOR | CHM1675 | Airtel | Chennai | GBT
IN-1248027 | Mahabalipuram9 | 12.612 | 80.1669 | MRS J VEDAVALLI ,JAGADEESAN AUTOMOBILES E.C.R. CROSS ROAD POONCHERRY 941576655 | CHM1679 | Airtel | Chennai | GBT
IN-1247960 | Minjur6 | 13.2957 | 80.2431 | MR NATRAJ ,NO 5,5TH ST,KESAVAPURAM,MINJUR,PONNERI TLK,TIRUVALLUR DT.9791016836 | CHM1666 | Airtel | Chennai | GBT
IN-1248090 | Canal Bank Road2 | 13.0125 | 80.2492 | MRS RABILA BEGUM W/O MR RAHAMATHULLA 14/1, GANDHI NAGAR ,CANAL BANK ROAD,ADAYAR,CH-20,9884671588/9884296503 | CHM1060 | Airtel | Chennai | RT Tower
IN-1249110 | Pallavaram9 | 12.9682 | 80.141 | J.B ZAKIRHUSSAIN,NO 1 KALADRAN ST MEENKSHI NAGAR PAMAL CH 74 PH.NO :9841742238 | CHM1685 | Airtel | Chennai | RT Tower
IN-1248375 | Sholinganallur7 | 12.8753 | 80.2241 | MR. ARUL ADDRESS :NO 8&9 KAMARAJAR NAGAR ANNEX 3 RD STREET, BESIDE AMERICAN TRENDS ,CHEMENERRY;9940098191 | CHM1105 | Airtel | Chennai | RT Tower
IN-1244303 | Karapakkam12 | 12.9215 | 80.2283 | MRS SHOBANA, MRS PANKAJAM , EASWARAN SALAI, BACK SIDE OF DEEPAM NURSERY, BOTT ROAD, KARAPAKKAM, CHENNAI-97 ,9444231535 | CHM919 | Airtel | Chennai | GBT
IN-1247389 | Madambakkam8 | 12.8917 | 80.176 | MR S RAMAMOORTHY,PLOT NO.1045, TNHB COLONY,CHITLAPAKKAM, CHENNAI - 73 ,9600048877 | CHM1586 | Airtel | Chennai | GBT
IN-1249068 | Saidapet Market Micro | 13.0219 | 80.2241 | MR NAVARATHAN MEENA JWELLERS OLD NO 76 NEW NO 116 BAZZAR RAOD SAIDAPET CH 159840669991 | CHI822 | Airtel | Chennai | RT Pole
IN-1247942 | Paalaveedu | 13.1542 | 80.0592 | E.SEKAR,NO 160/1/PAALAVEEDU MAIN ROAD,PAALAVEEDU.CH-55,9444560568 | CHM1670 | Airtel | Chennai | GBT
IN-1249069 | Chetpet Micro | 13.0716 | 80.2423 | MRS S DHANALAKSHMI W/O MR.SISU BALAN NO 62/36 SCHOOL ROAD CHETPET, CHENNAI - 600 03190941607623 | CHI823 | Airtel | Chennai | RT Pole
IN-1248106 | Tiruninravur8 | 13.126 | 80.0103 | A. MADHAVAN ,OPPOSITE TO S.M.D INDIA TECHNOLOGY PVT LTD, CTH ROAD, VEPPAMPATTU,CHENNAI-602024 , 9710085787 | CHM1671 | Airtel | Chennai | GBT
IN-1249382 | Mogappair West8 | 13.0744 | 80.1686 | MRS INDRIA RANGARAJAN ,NO 24,TATIA NAGAR ,NOLUMBUR ,CHENNAI-95 PH NO: 9094058304 | CHM1466 | Airtel | Chennai | RT Tower
IN-1249059 | Chinthamani2 | 13.0887 | 80.2237 | Mrs. K. Shanthi, No.8/6, VOC Nagar, 2nd Cross Street, 1st Main Road, Anna Nagar, Chennai - 600 102. | CHM338 | Airtel | Chennai | RT Tower
IN-1249108 | Chinmiya Nagar10 | 13.0648 | 80.1936 | CHINNA SWAMY,5 A /36 3 RD STREET AVAITHIRU NAGAR KOYAMBEDU CHENNAI 107 944411786 | CHM1688 | Airtel | Chennai | RT Tower
IN-1248037 | Hirunthuveli | 12.842 | 80.0339 | MR NATARAJAN , A DEIVASIGAMANI ,3/4E PILLAYAR KOVIL STREET ,KOVANUR VILLAGE,HIRUNTHUVELI,9444157828 | CHM1674 | Airtel | Chennai | GBT
IN-1249356 | Kandikai5 | 12.7817 | 80.1528 | RUBY ENGINEERING, KAYAR VILLAGE, TIRUPORUR HIGHWAY, KANCHEEPURAM DIST.044-24501550 | CHM1587 | Airtel | Chennai | GBT
IN-1249105 | Sembiam6 | 13.1145 | 80.2369 | MR.PARVEZ BASHA,N.NO.16.O.NO.30.T.N.P.MAIN STREET,PERAMBUR , CHENNAI-11.9941777328 | CHM1699 | Airtel | Chennai | RT Tower
IN-1249101 | Periyar Nagar4 | 13.1147 | 80.2283 | MRS. G.R. SANTHA W/O MR.RAJARATHINAM, NO.40A, 1ST CIRCULAR ROAD, JAWAHAR NAGAR, CHENNAI-82 ,PH.NO:9043929529 | CHM1704 | Airtel | Chennai | RT Tower
IN-1248029 | MM Nagar5 | 12.7671 | 80.0081 | NO: 55, SRIVARI NAGAR , BASCKSIDE OF RELIANCE PETROL BUNK , MARAIMALAI NAGAR , SENGUNDRAM VILLAGE ,CHENGALPATTU TALUK,KANCHEEPURAM DISTRICT - 620301 ,PH.NO.9444700744 | CHM1676 | Airtel | Chennai | RT Tower
IN-1248727 | Washermanpet West | 13.1135 | 80.2792 | MR.SALEEM,9884525089 NO,2/10, PARTHASARATHY PILLAI ST, 6TH STREET,OLD WASHERMENPET CH-021 PH.NO: 9884525089 | ICHN0962 | Idea | Chennai | RT Pole
IN-1250147 | Hindu Colony4 | 12.9754 | 80.1833 | RAJA , 202/B 2ND CROSS STREET ,HINDU COLONY ,NANGANALLUR ,CH-61,97910415399791041539 | CHM1710 | Airtel | Chennai | RT Tower
IN-1249103 | Arcot Road4 | 13.0529 | 80.2184 | MR.K. VELDURAI ,45/6 SOUTH SIVAN KOIL STREET ,KODAMBAKKAM ,CH-24 ,PH.NO 9884625670 | CHM1702 | Airtel | Chennai | RT Tower
IN-1249106 | Sholinganallur 11 | 12.871 | 80.2279 | K S RAVI, PONDYCHERRY BATTAI ,CHEMMANCHERRY,CH-11 PH NO: 99444391225 | CHM1692 | Airtel | Chennai | GBT
IN-1248095 | Mogappair East8 | 13.0818 | 80.1872 | MR.MUNIRAJ NO,448, 5 TH BLOCK,MUGAPAIR EAST,CH-379444053344 | CHM1113 | Airtel | Chennai | RT Tower
IN-1248568 | Teynampet 4 | 13.0444 | 80.2509 | Teynampet Southern Railway Quarters Enclave,Rostover officersFlats,CH-18 | CHM1576 | Airtel | Chennai | RT Tower
IN-1251202 | ROYAPETTAH4 | 13.0499 | 80.2653 | MR .P.AMALA DOSS , MRS . S.A .YESUMARY,NO 13 ,KALINGARAYAN STREET ,ROYAPETTAH ,CH-14 | CHM1592 | Airtel | Chennai | RT Tower
IN-1250818 | REDHILLS HIGH ROAD | 13.141 | 80.1831 | Mr prabhu kumar.no.2/109,sivaprakasham nagar shammuga puram,ambattur,redhils road,chennai 66,,9380714168 | CHM1277 | Airtel | Chennai | GBT
IN-1247958 | VALUTIKAIMEDU | 13.2611 | 80.2302 | MR . S.S.K CHARI ,SURVEY NO: 189/A , NAYIRU ROAD ,VALUTHIKAIMEDU ,PONNERI TALUK, THIRUVALLUR DISTRICT | CHM1667 | Airtel | Chennai | GBT
IN-1248595 | IIT3 | 12.9876 | 80.2383 | PAMPA Hostel, IIT Campus, Chennai. | CHM1693 | Airtel | Chennai | RT Tower
IN-1249104 | KOLATHUR11 | 13.1309 | 80.2106 | Mr.G.Kannan, No.34/62, Vivekananda Street, New Lakshmipuram, , Chennai 600 099. | CHM1700 | Airtel | Chennai | RT Tower
IN-1250142 | GUDUVANCHERY8 | 12.8334 | 80.069 | Mrs M.RATHANA W/o Mr .A MohanRam ,Plotno 44, neelikuppam road Kovintharajapuram nandhivaram guduvancheri ,Phone No;9940166180 / 9789848398 | CHM1708 | Airtel | Chennai | GBT
IN-1248983 | Kaleeshwari Refinary | 12.8955 | 80.182 | Mrs.Uma,W/O.Mr.Mohan,Plot.No-52,Bhuneshwari Nagar,Sithalapakkam,Kancheepuram ,Mob-9884034844 | CHM805 | Airtel | Chennai | GBT
IN-1249994 | Sattangadu2 | 13.1464 | 80.2935 | Mr. R. Pechiee Muthu, No.41/6, Village Street, Sathuma Nagar, Chennai - 600 019 | CHM1098 | Airtel | Chennai | RT Tower
IN-1251343 | Vichur2 | 13.2442 | 80.2717 | Mr. G. Kumar,Angalamman Nagar,? Gounder Palayam,? Chennai - 120.Cell : 9884654193,? Shiva : 9841571897 | CHM421 | Airtel | Chennai | GBT
IN-1248093 | Villivakkam | 13.1043 | 80.2097 | MR. KARUNAKARAN NO. 4, SIVAN KOIL WEST MADA ST., VILLIVAKKAM, CHENNAI-49? 9841113978 | CHN131 | Vodafone | Chennai | RT Tower
IN-1249128 | Sri Kapaleeswarar Nagar | 12.9498 | 80.2582 | R G Mohan Babu / R Govindarajan,176 2nd Street Noth Main Road Sri Kapleeswaran Nagar chennai 41,9444104653 | CHN1953 | Vodafone | Chennai | RT Tower
IN-1247330 | Canal Bank Road3 | 13.0115 | 80.2454 | mr.chidambaram 53/2 Lake view Road Korttur chennai-600085 | CHM1599 | Airtel | Chennai | RT Tower
IN-1247661 | Secretariat3 | 13.068 | 80.2727 | Meenulal mahbubani ,121 wallajah road ,chennai-02 | CHM1660 | Airtel | Chennai | RT Tower
IN-1249100 | CENTRAL 7 | 13.086 | 80.2763 | MR.SEKAR ;no:14/9 subbu cheet street park town ch-01 | CHM1705 | Airtel | Chennai | RT Tower
IN-1251344 | STERLING ROAD3 | 13.0656 | 80.2348 | Mr.k.v ramana shetty ,m/s sai towers ,no 110,sterling road ,nungambakkam ,chennai-34 | CHM1388 | Airtel | Chennai | RT Tower
IN-1251601 | VANDALORE7 | 12.897 | 80.0823 | Mr.g. krishnan ,NO.3/221 KAMBAR STREET,VANDALORE,CHENNAI-48.,PH: 9952902289 | CHM1771 | Airtel | Chennai | GBT
IN-1251610 | MEDAVAKKAM10 | 12.9201 | 80.2004 | Mr.N.ANANDAN NO.1/24.RICE MILL ROAD JALADIAN PET ,CHENNAI-100. ,PH: 9677166197 | CHM1768 | Airtel | Chennai | GBT
IN-1251615 | MEDAVAKKAM11 | 12.9058 | 80.1939 | Mr.KANNADASAN ,NO.2/993 A. 14 TH STREET,SOWMIYA NAGAR MAIN ROAD,PERUMBAKKAM,CHENNAI-100.PH: 9283499328 | CHM1769 | Airtel | Chennai | GBT
IN-1251621 | KATTANKULATHUR3 | 12.8053 | 80.0274 | MR.NAGARAJAN ,PLOT NO 10,TOWN CENTRE COMMERCIAL PLOT, M.M NAGAR,KATTANGULATHUR,CHENNAI-602304 | CHM1793 | Airtel | Chennai | GBT
IN-1251575 | GST ROAD6,CHROMPET | 12.9822 | 80.1408 | NO 8,RAMANUJAM ST,PERIYAR NAGAR,NAGALKENI,CH-44.(G+1) | CHM1722 | Airtel | Chennai | RT Tower
IN-1251592 | NANDAMBAKKAM5 | 13.0126 | 80.1846 | SUBI NETWORK COMMUNICATION SHOP,PHASE1,UKKIRI COUNTY,GANAPATHY COLONY,EXTN,St THOMAS MOUNT,CH-16.(G+1) | CHM1724 | Airtel | Chennai | RT Tower
IN-1251594 | RAMAPURAM11 | 13.0277 | 80.1882 | P.chitira velu ,no: 48A ,3rd Main road . Royala Nagar annexe ,ramapuram,chennai-89 | CHM1778 | Airtel | Chennai | RT Tower
IN-1251596 | KOTURPUARAM6 | 13.017 | 80.2479 | Mr.Rajamanickam, No.65/21, SOUTH Lock street, Sakthi Avenue, Kotturpuram, Chennai .85 | CHM1760 | Airtel | Chennai | RT Tower
IN-1252539 | Kolathur 12 | 13.1359 | 80.2008 | mrs baby alwar w/o Mr.Kalidass, Flat No.4, D.No:40, Vanavan Nagar, Laxmipuram, Kolathur-99 | CHM1749 | Airtel | Chennai | RT Tower
IN-1252518 | MENAM7 | 13.1197 | 80.1672 | MRS M VADIVAMBAL ,92 ,TNEB COLONY ,MENAMBEDU ,CHENNAI-53 | CHM1738 | Airtel | Chennai | RT Tower
IN-1252530 | Thirumullaivoyil7 | 13.1403 | 80.1309 | A seetha NO 9, 15th street thendralnagar west annai nagar thirumullaivoyil chennai 62,9444148668 | CHM1734 | Airtel | Chennai | RT Tower
IN-1251602 | POTHERI9 | 12.8175 | 80.0404 | MR SAGAYRAJ,2nd street Kakan street potheri (opp to lancor apartments),9942777745, 9884549067 | CHM1808 | Airtel | Chennai | RT Tower
IN-1249137 | Karanai | 12.859 | 80.199 | MR. PONNURANGAM, NEW NO.3/88,No.3/75,Mangaiyan food products,Kamaraja salai, Karanai village, Navalur post, Kancheepuram district-603103 /9381709168 | CHN1974 | Vodafone | Chennai | GBT
IN-1252516 | MAHAL3 | 13.058 | 80.2357 | mr dineshwar ,no 10 ,magalingapuram main road ,chennai-34 | CHM1774 | Airtel | Chennai | RT Tower
IN-1252497 | AMBOT5 | 13.131 | 80.145 | Mr.G. SEKAR,NO.18.SABARI IYAPPAN NAGAR,1 ST CROSS STREET,LENIN NAGAR, CH- 53,PH: 9841913668 , 9840325701 | CHM1735 | Airtel | Chennai | RT Tower
IN-1251606 | NEELANGARAI9 | 12.961 | 80.2598 | A.M.M SHAJAHAN BEEVI, No 4/360 , annasalai ,palavakkam ,ch-41, 9941456433 | CHM1764 | Airtel | Chennai | RT Tower
IN-1252538 | Kattupakkam 5 | 13.0459 | 80.1251 | MR.SUBRAMAINYA RAJU,NO 45,4th CROSS ST,JAYALAKSHMI NAGAR MAIN ROAD,MEG NAGAR,KATTUPAKKAM,CH-56 | CHM1772 | Airtel | Chennai | RT Tower
IN-1253027 | PRTRAJ8 | 13.0442 | 80.2144 | p.gunasekar ,no: 44/89 ,2nd street ,pudur ,ashok nagar ,ch-83 , 9840034574 | CHM1780 | Airtel | Chennai | RT Tower
IN-1253288 | West Mambalam 5 | 13.0536 | 80.2283 | M/s. Sekar Medicals, New no 35, Arcot Road, Kodampakkam , Chennai 24. | CHM1781 | Airtel | Chennai | RT Tower
IN-1252531 | West Mambalam 6 | 13.0481 | 80.2264 | Mr.Narendran, No.7, Viswanathapuram 3rd street, Kodambakkam, Chennai 24 | CHM1782 | Airtel | Chennai | RT Tower
IN-1251622 | M.M NAGAR INDUSTRIAL ESTATE7 | 12.7994 | 80.0272 | Mr.Sivakumar 1/17 NH-1 periyaralwar street , M.M. Nagar , 6032011 ,9443290653 9443290653 | CHM1802 | Airtel | Chennai | RT Tower
IN-1253778 | MAHINDRA RESEARCH VALLEY | 12.7174 | 80.015 | MAHINDRA RESEARCH VALLEY-MAHINDRA WORLD CITY mahindra research valley | CHI854 | Airtel | Chennai | RT Tower
IN-1252544 | PARVEEN AUTOMOBILES PVT LTD | 13.209 | 80.1943 | PARVEEN AUTOMOBILES PVT LTD,SOTHUPAKKAM ROAD,PALAVOIL, CHOLAVARAM,CH-52 - | CHI856 | Airtel | Chennai | RT Pole
IN-1253733 | MAHINDRA RESEARCH VALLEY | 12.7171 | 80.0103 | MAHINDRA RESEARCH VALLEY-MAHINDRA WORLD CITY mahindra research valley | CHI855 | Airtel | Chennai | RT Tower
IN-1253352 | POONAMALLEE BYE PASS4 | 13.0549 | 80.1158 | Mr p dilli kumar , No 3/43, new no 3/15 ,vaniyar street ,saneer kuppam ,poonamalle, ch-56 9382110738 | CHM1728 | Airtel | Chennai | RT Tower
IN-1252532 | Ambattur10 | 13.0915 | 80.178 | mr .o.unnikrishnan , no 93,3rd cross street ,sathya nagar,padi,ch-50 9444207057 | CHM1745 | Airtel | Chennai | RT Tower
IN-1252517 | KRIPU5 | 13.1178 | 80.1368 | mr govindaraj , survey no: 536/4 ,rajaji salai,senthil nagar, thirumullaivoil ,ch-62. 9790803569 | CHM1739 | Airtel | Chennai | GBT
IN-1252519 | OTTERI7 | 13.0938 | 80.2564 | Mr. Suresh babu; No.130, Sachidanandam Street, Kosapet, Chennai 600012. Ph No 98411 54603 9841154603 | CHM1777 | Airtel | Chennai | RT Tower
IN-1252520 | PATTR5 | 13.142 | 80.0578 | Mr.M.DAMODHARAN,NO.1.ELLAIAMMAN KOIL STREET,ELLAIAMMAN NAGAR,MUTHA PUDUPET,CHENNAI- 55.PH:9841382748 PH:9841382748 | CHM1730 | Airtel | Chennai | GBT
IN-1252536 | Ernavour 5 | 13.1921 | 80.3098 | MRS GOUINDAMMAL .S 28 ERNEESWARAR NAGAR , 2ND STREET ,ERNAVOOR,CH-57. 9962598882 9962598882 | CHM1758 | Airtel | Chennai | RT Tower
IN-1252540 | Kolathur Main Road 7 | 13.1205 | 80.208 | Mrs.Devabhushna Rao Vimalavathi,No.7/3, Plot No.99, Periyar St, Makaram Garden, Kolathur , Chennai 99 Mrs.Devabhushna Rao Vimalavathi,No.7/3, Plot No.99, Periyar St, Makaram Garden, Kolathur , Chennai 99 | CHM1748 | Airtel | Chennai | RT Tower
IN-1252533 | Athipattu Vichur1 | 13.2512 | 80.3007 | MR A.G KUPPUSAMY 200/2 ,RAILWAY STATION ROAD , R.S ROAD ,ATHIPATTI PUTHU NAGAR ,CH-600120, 9841419521 9841419521 | CHM1755 | Airtel | Chennai | GBT
IN-1252529 | ALAPA3 | 13.0504 | 80.1652 | No.5/100, Alappakkam Main Road, Alappakkam, Chennai 600116 Plot No.4A, Alappakkam, Maduravoyal Road, Maduravoyal, Chennai 600116 | CHM1773 | Airtel | Chennai | RT Tower
IN-1254195 | TRIPLICANE10 | 13.0551 | 80.2756 | NO 109,TULASI SINGA PERUMAL KOIL STREET,TRIPLICANE,CH-05 9443020805 | CHM1706 | Airtel | Chennai | RT Tower
IN-1248640 | Teynampet3 | 13.0414 | 80.2519 | No.5,Poes Road, 3rd street, Vannia Teynampet, Chennai18, Nearby Raj TV,9551405189 9551405189 | CHM835 | Airtel | Chennai | RT Pole
IN-1250145 | Madipakkam10 | 12.9707 | 80.1841 | T.S.No.16, MMTC Colony,Nanganallur, Chennai 600 061 | CHM1709 | Airtel | Chennai | RT Tower
IN-1251609 | NEELANGARAI10 | 12.955 | 80.261 | C VANITH ,NO: 2/145 ,SINGARAVELAN STREET ,2ND CROSS STREET ,CHINNA, NEELANGARAI ,CH-41. PH NO: 9840843880 | CHM1765 | Airtel | Chennai | RT Tower
IN-1252023 | Pammal Thiruneermalai Road | 12.9735 | 80.1268 | R.GUNABALAN,NO 71 ,THIRUNEERMALAI ROAD,PAMMAL,CH-75 | CHM867 | Airtel | Chennai | GBT
IN-1252537 | GKM Colony 7 | 13.1088 | 80.23 | Mr. Panner Selvam, No 1/9A, Loco scheme second street, GKM Colony, Kolathur, Chennai 56 | CHM1747 | Airtel | Chennai | RT Tower
IN-1253303 | Velachery7 | 12.9772 | 80.2248 | T.S THIRUMALLAI MURUGAN ,no:9 14th street ,tansi nagar ,valachery ,9841267506 | CHM731 | Airtel | Chennai | RT Tower
IN-1254196 | KOTTIVAKKAM11 | 12.9764 | 80.2568 | MR.T.RAJENDRAN&KASTURI.R,NO7,PLOT NO 32,PTC COLONY FIRST ST,KOTTIVAKKAM,CH-42 | CHM1763 | Airtel | Chennai | RT Tower
IN-1249131 | shollinganallur classic retreat | 12.8955 | 80.2232 | Mr.P.aravazhi,no-58,kumara swami nagar,ch-118 | CHN1963 | Vodafone | Chennai | RT Tower
IN-1251400 | Velachery10 | 12.9793 | 80.2239 | MR.SATHISH BABU,NO8,11th CROSS ST,DHANDEESWARAN NAGAR,VELACHERY-42 | CHM1810 | Airtel | Chennai | RT Tower
IN-1252526 | PUDUR5 | 13.1334 | 80.162 | mrs n rachel jaya mary ,2A 15th avenue banu Nagar Ambattur , Chennai-600053 | CHM1736 | Airtel | Chennai | RT Tower
IN-1253630 | KARAPAKKAM9 | 12.9322 | 80.2386 | MR T.K NARAYAN , NO: 19 KOKILAMBAL NAGAR ,NEAR KANNAKI NAGAR , THORIPAKKAM , 9176786803 | CHM1766 | Airtel | Chennai | GBT
IN-1252534 | Ennore 1 | 13.2264 | 80.3265 | G . GOUNDARAJ ,PLOT NO: 157 ,7TH STREET ,ULAGANATHAPURAM , THALANKUPPAM ,ENNORE,CH-57 | CHM1756 | Airtel | Chennai | GBT
IN-1254473 | Villivakkam Sidco4 | 13.1028 | 80.1968 | MR. N.A thameem , no:304 , M.T.H .ROAD ,CHENNAI-49 | CHM1159 | Airtel | Chennai | RT Tower
IN-1254177 | Mylapore5 | 13.0411 | 80.2658 | MR.UMA SANKAR,64/96,APPARSAMY KOIL STREET,MYLAPORE,CH-04 | CHM721 | Airtel | Chennai | RT Tower
IN-1253627 | CHROMPET7 | 12.9544 | 80.1457 | Mrs.S.UMA MAHESWARI,PLOT NO 61,DOOR NO 3,LAKSHMI NAGAR,CHROMPET,CH-44 | CHM1788 | Airtel | Chennai | RT Tower
IN-1252542 | AVADI9 | 13.1066 | 80.0935 | Mrs.D.V.REETA,NO.217. BHARATHI STREET,KAMARAJAR NAGAR,AVADI ,CH-71.PH:9094319445 | CHM1729 | Airtel | Chennai | RT Tower
IN-1252024 | VANDALORE4 | 12.8938 | 80.0654 | mrs d shanthakumari w/o mr durai vel ,no: 3/28 ,rajiv street ,walajabad road ,mannivakkam,chennai. 9444442303 | CHM1267 | Airtel | Chennai | GBT
IN-1250141 | PAMMAL5 | 12.9722 | 80.1442 | MR.GABRIAL,N0 1,GRI FIFTH STREET,PALLAVARAM,CH-45 | CHM1701 | Airtel | Chennai | RT Tower
IN-1253629 | Polichalur3 | 12.9892 | 80.1464 | Mr Pon P.Kumar ,Old No 4/41 New No 4/81 Thiru Ve Ka Street, Kalli Amman Nagar ,Polichalur ,Chennai-71 | CHM1727 | Airtel | Chennai | RT Tower
IN-1253628 | CHROMPET8 | 12.952 | 80.1455 | Mrs.SULOCHANA DEVI,NO 71,RADHA NAGAR MAIN ROAD,CHROMPET,CH-44 | CHM1789 | Airtel | Chennai | RT Tower
IN-1006578 | Park town | 13.0785 | 80.2761 | C.P. Sundaram, No.74, Sathiya vani muthu nagar, pallavan salai, chennai -02? | CHN1030 | Vodafone | Chennai | RT Pole
IN-1251591 | NANDAMBAKKAM4 | 13.0066 | 80.1915 | MR.KUMAR,NO 4/91,MAGALIAMMAN KOIL ST,ST THOMAS MOUNT,CH | CHM1723 | Airtel | Chennai | RT Pole
IN-1254754 | MADHAVARAM HIGH ROAD 2 | 13.1112 | 80.2436 | VIJAY RESIDENCY,MADHAVARAM HIGH ROAD,PERAMBUR,CH-11.(G+3). | CHM1842 | Airtel | Chennai | RT Tower
IN-1254768 | PERUNGALATHUR9 | 12.9086 | 80.0997 | Mrs.PAMEELA GEETHA KUMARI,NO 2,SAMBANGI CROSS STREET,K K NAGAR,PEERKANKARANAI,CH-63. | CHM1847 | Airtel | Chennai | RT Tower
IN-1255043 | Madipakkam11 | 12.9767 | 80.1956 | D.venkat 17/A Raja rathinam? 4 th cross st Ullagaram Ch -91 | CHM1811 | Airtel | Chennai | RT Tower
IN-1255141 | PAMMAL6 | 12.9719 | 80.1317 | PLOT NO 17,OLD NO 20,KARIKALAN ST,V.O.C.NAGAR,PAMMAL,CH-75.(G+1) | CHM1721 | Airtel | Chennai | GBT
IN-1254777 | Kelambakkam5 | 12.7886 | 80.2202 | Sundramurthy 3 /156 Pillayar Koil street Kelambakkam | CHM1794 | Airtel | Chennai | RT Tower
IN-1247940 | Purasiwakkam - Dasa prakash Jn. | 13.0786 | 80.2557 | Mr B.shankar, m/s sudha hotel inn ,no 111 ,p.h road ,chennai-084, | CHN174 | Vodafone | Chennai | RT Pole
IN-1253351 | Padi3 | 13.1063 | 80.1882 | STP Plant, T.V.S LUCAS, M.T.H ROAD, PADI, CHENNAI-50 | CHM579 | Airtel | Chennai | GBT
IN-1254659 | Ambattur4 | 13.1126 | 80.155 | Mrs.Susila.K.,No 19/39,padmanaba naidu street,varadarajapuram,ambattur,ch-53 | CHM1833 | Airtel | Chennai | RT Tower
IN-1254664 | Jawaharlal Road2, Vadapalani | 13.0586 | 80.212 | 10/96 100 FEET ROAD,PERIYARPATHAI,CHOOLAIMEDU,CHENNAI 94 | CHM1835 | Airtel | Chennai | RT Tower
IN-1254767 | PORUR JUNCTION9 | 13.0359 | 80.1534 | old no 14,new no: 1 poonamallee trunk road ,porur,ch-116 | CHM1841 | Airtel | Chennai | RT Tower
IN-1254771 | THIRUVERKADU5 | 13.0806 | 80.1212 | Mr. Deivendran, No.3, sakthi nagar, Thiruverkadu, ch-72. Ph.9941562055. | CHM1742 | Airtel | Chennai | RT Tower
IN-1254772 | SAIDAPET MARKET7 | 13.0244 | 80.2246 | New no 81,Jeenis road,saidapet,ch-15 | CHM1836 | Airtel | Chennai | RT Tower
IN-1254776 | ZAMEEN PALLAVARAM8 | 12.9729 | 80.158 | Mr. muthu ,no 125 ,easwari nagar,new colony,pallavaram ,ch-43,9841778298 | CHM1806 | Airtel | Chennai | RT Tower
IN-1254780 | THIRUVERKADU6 | 13.077 | 80.1192 | Mr. Prakash,No.86,Kasthuribai Avenue,Thiruverkadu,Ch-72. | CHM1743 | Airtel | Chennai | RT Tower
IN-1254785 | PUZHAL6 | 13.1694 | 80.1942 | NO-12A,24 TH CROSS STREET,K.S NAGAR,PUZHAL,CHENNAI(13 10 09.5 N / 80 11 39.1 | CHM1752 | Airtel | Chennai | RT Tower
IN-1254790 | PUZHAL5 | 13.1624 | 80.2078 | Ms.P.Abirami,No:16A, Lakshmi Amman Koil Street,Puzhal,Chennai-600 066. Contact No : 9940019035 | CHM1751 | Airtel | Chennai | RT Tower
IN-1254799 | POONAMALLEE TOWN9 | 13.05 | 80.0966 | M.PUSHPALATHA, OLD NO.52, NEW NO. 10, PILLAYAR KOIL STREET, POONAMALLEE CHENNAI-56. CONTACT NO. 9381025151 | CHM1846 | Airtel | Chennai | RT Tower
IN-1255435 | NATIONAL INST OF TECHNOLOGY,TARAMANI | 12.9814 | 80.2516 | 1-6,DrVSIEstate,RajivGandhiSalai,Thiruvanmiyur,Chennai-600041 | CHM1211 | Airtel | Chennai | RT Tower
IN-1255130 | Mannurpet | 13.0967 | 80.1762 | mr munusamy , SP140 , 1st main road ,ambattur industrial estate ,ambattur, chennai-600058,9382233445 | CHN312 | Vodafone | Chennai | RT Tower
IN-1254778 | POONAMALLEE3 | 13.0441 | 80.0761 | PLOT NO.274,YAMUNA NAGER,7TH STREET, NAZARATHPET,POONTHAMALLEE,CHENNAI 56 | CHM1840 | Airtel | Chennai | GBT
IN-1251618 | MADAMBAKKAM9 | 12.9133 | 80.1575 | NO 77G,6th CROSS ROAD,VGP SRINIVASA NAGAR,RAJAKELPAKKAM,CH-73 | CHM1770 | Airtel | Chennai | RT Tower
IN-1257143 | Postal Colony | 13.0367 | 80.2206 | NO 37/A,ARYAGOWDA ROAD,WESTMAMBALAM,CH-33(G+1)(RT | CHM442 | Airtel | Chennai | RT Tower
IN-1256895 | ICF Colony Hospital | 13.1012 | 80.2327 | ICF RAILWAY HOSPITAL,AYANAVARAM ,CH-23(RTP) | CHI911 | Airtel | Chennai | RT Pole
IN-1256731 | Ambattur Tel Exchange | 13.1068 | 80.161 | GV RAJ PACKERS 104 TASS INDUSTRIAL ESTATE | CHN770 | Vodafone | Chennai | RT Tower
IN-1254184 | MANIMANGALAM | 12.9151 | 80.0547 | mrs valarmathi ,no: 44 gaja lakshmi nagar ,kalki sadhasivam street,manimangalam ,padapi (po),sripermpudhur taluk,kanchipuram dist,603202, | CHM1672 | Airtel | Chennai | GBT
IN-1257158 | CMBT10,KOYAMBEDU | 13.073 | 80.2008 | mr p murali krishnan,mrs p sukanya muralikrishna ,no 18A ,100feet road,koyembedu,ch-107,9841801772 | CHM1870 | Airtel | Chennai | RT Tower
IN-1257824 | Ranganathan Street6 | 13.0379 | 80.2278 | NO 30,RANGANATHAN STREET,T.NAGAR,CH-17.(G+2) | CHI220 | Airtel | Chennai | RT Pole
IN-1257471 | St.Thomas Mount | 12.995 | 80.1942 | k singaram ,no 47/22 ,hopeman 1st street ,alandur , st thomas mount ,ch-16 | CHI913 | Airtel | Chennai | RT Pole
IN-1257589 | KOTTIVAKKAM2 | 12.9662 | 80.2564 | MRS R VIJAYALAKSHMI W/O Mr.Rajaganapathy, No.2/28, First Scholl St, Pallavakkam, Chennai-41 | CHM376 | Airtel | Chennai | RT Tower
IN-1257677 | MM NAGAR6 | 12.7749 | 80.0416 | GOLDEN COUNTY C BLOCK,HALMARK BUILDERS,GST ROAD,M.M.NAGAR,KOVINDHAPURAM,CH.(G+4) | CHM1888 | Airtel | Chennai | RT Pole
IN-1257664 | AYAPPAKAM6 | 13.1008 | 80.1405 | NO.9803,MIG 60 FEET ROAD,2nd MAIN ROAD,TNHB,AYYAPAKKAM,CH-77. | CHM1887 | Airtel | Chennai | RT Tower
IN-1257689 | REDHILLS | 13.2044 | 80.1742 | MR.P.MADANAGOPAL. NO:4/755,G.N.T.ROAD, PADIANALLUR, REDHILLS. CHENNAI-600 052.CONTACT NO: 9840739349 | CHM213 | Airtel | Chennai | RT Tower
IN-1257727 | Gandhimathi Appliances | 12.7987 | 80.2035 | GANDHIMATHI HOME APPLIANCES,NO 143, PUDHUPAKKAM,VANDALORE KELAMBAKKAM MAIN ROAD,CH. | CHI511 | Airtel | Chennai | RT Pole
IN-1257823 | Mambalam Railway Station | 13.0379 | 80.2278 | NO 30,RANGANATHAN STREET,T.NAGAR,CH-17.(G+2) | CHI193 | Airtel | Chennai | RT Pole
IN-1258580 | Nanganallur Lakshmi Nagar | 12.9761 | 80.1893 | VIJAYAKUMAR, Plot no.2, kanniga colony, 1st street, Nanganallur 9840227851 | CHN1268 | Vodafone | Chennai | RT Pole
IN-1252515 | AYAPP7 | 13.1132 | 80.1364 | K.EKAMBARAM,NO 30,4th MAIN ROAD,VIJAYALAKSHMI NAGAR,THIRUMULLAIVOYIL,CH-62, 9841239823/044-65422222 | CHM1740 | Airtel | Chennai | GBT
IN-1257593 | South West Boag Road | 13.0312 | 80.2313 | s .syed ,old no:14/2 ,new no: 31,srinivasa reddy street ,t.nagar,ch-600017, ph.no: 24336880/9841205859 | ICHN1056 | Idea | Chennai | RT Tower
IN-1258503 | KK Nagar 10 | 13.0428 | 80.1923 | R Shanmugapriya & Sumathy.R, new no 12a, east vanniyar street, kk nagar west, Chennai ? 600 078 | CHM302 | Airtel | Chennai | RT Tower
IN-1258750 | Big Street-Triplicane | 13.0631 | 80.2757 | Mr.P.SARAVANAN. No 19/20 D.V Street ,triplicane,chennai-600 002 | CHN469 | Vodafone | Chennai | RT Pole
IN-1259507 | MKN ROAD | 13.0067 | 80.2097 | MR.ABDUL NO: 66, MKN ROAD, GUINDY, CHENNAI-600 032. CONTACT NO: 9840227851,MOHAMED MUSTFA 66/111 MKN ROAD ALANDUR GUINDY CHENNAI 32 | CHN483 | Vodafone | Chennai | RT Pole
IN-1258153 | Saidapet11 | 13.0171 | 80.2215 | NEWNO 41,OLD NO31,ANNA NAGAR,SAIDAPET,CH-15 | CHM1900 | Airtel | Chennai | RT Tower
IN-1259584 | VEPERY | 13.0824 | 80.2623 | MR.DESMOND, NO 79,EVK SAMBATH ROTN,VEPERY,CH-07,no 79 E V K SAMPATH SALAI , VEPERY , CHENNAI 600 007 | CHM280 | Airtel | Chennai | RT Pole
IN-1258216 | Singaperumal Koil2 | 12.754 | 80.002 | mrs chandra w/o p.v muthukrishnan ,6/22 parivi village ,sp koil , 603204, contact no: 9941936039 | IKCH0080 | Idea | Chennai | GBT
IN-1259747 | PATTABIRAM | 13.122 | 80.0638 | MR.P.V.JALENDIRAN,NO 670,C.T.H ROAD,DEVARAJAPURAM,PATTABIRAM,CH-72. | CHM181 | Airtel | Chennai | GBT
IN-1260091 | PAMMAL | 12.978 | 80.1393 | Mr.Unni Krishnan,No.37,1st main road,HIL colony,Pammal,chennai-72 | CHM177 | Airtel | Chennai | RT Pole
IN-1260183 | Porur Jtn 2 | 13.0351 | 80.156 | Mr T Suresh no 50/1 Arcot Road Karambakkam porur junction federal bank building chennai 116 | CHN4102 | Vodafone | Chennai | RT Pole
IN-1259506 | Adambakkam Secretariat Colony | 12.9972 | 80.2072 | Mr. Cyril No 17 City Link Road Adambakkam , Chennai 88 | CHN627 | Vodafone | Chennai | RT Tower
IN-1259509 | Perambur Jamalia | 13.1063 | 80.2512 | JAYARAMAN, NO.119/62, PERAMBUR HIGH ROAD,CH-12, 9444663970 | CHN306 | Vodafone | Chennai | RT Tower
IN-1260211 | Trust Puram | 13.0571 | 80.2249 | Mr.R.Santhosh Kumar,85,6th Cross Street,Trust Puram,Kodambakkam,Chennnai-24 | CHN2522 | Vodafone | Chennai | RT Pole
IN-1259675 | Madhavaram1 | 13.1433 | 80.2382 | MR.VASUDEVAN. New No.12, No.25-A, KANNAPURAM, MADHAVARAM MILK COLONY RAOD,CHENNAI- 600 060 | CHN164 | Vodafone | Chennai | RT Tower
IN-1258904 | Peters Road | 13.0533 | 80.2719 | new no 110 old no122 Dr.BESANT ROAD,ROYAPETTAH:14 | CHN1446 | Vodafone | Chennai | RT Pole
IN-1260554 | Adambakkam | 12.9928 | 80.2025 | 64 167 MASTHAN GORI STREET ADAMBAKKAM CHENNAI600088,ESTHER THANGABAI NO.64/167, MASTHAN GORI ST, ADAMBAKKAM CH-88 9962475454, 9884561120 | CHN2526 | Vodafone | Chennai | RT Tower
IN-1249133 | Chrompet Balaji Dental College | 12.9533 | 80.1378 | MR KANDAVEL ,NO 5/2 ,4TH CROSS STREET ,NEW COLONY ,CH-44 | CHN1969 | Vodafone | Chennai | RT Tower
IN-1260210 | Kumbalamman Street | 13.1224 | 80.2911 | MR.P.SURESH. New No:51,Old NO:23,.DHANDAVARAYAN STREET,TONDAIRPET,CHENNAI-600 081NO: 9841114045 | CHN2518 | Vodafone | Chennai | RT Tower
IN-1259739 | PORUR | 13.0365 | 80.1652 | MR R VIJAYAKUMAR no 6 moorthy avenue lakshmi nagar (extension) ,porur,chennai-600116 | CHM1934 | Airtel | Chennai | RT Tower
IN-1260212 | Choolaimedu2 | 13.0598 | 80.2233 | K.Krishnamurthy, New No.3, Old No.2/1. Sri Ramapuram 2nd street, choolaimedu, ch-94. | CHN2521 | Vodafone | Chennai | RT Tower
IN-1261034 | Vijayalakshmi Nagar | 13.0369 | 80.1274 | S.SUMATHY, NO.48, Vijayalakshmi Nagar 1st Main Road, Kattupakkam Ch-56. 9176467282 | CHN2520 | Vodafone | Chennai | RT Tower
IN-1260506 | MAHENDRA CITY5 | 12.716 | 80.0126 | Behind Tier down Block, Mahendra Research valley, Mahendra World City,Chennai,603204 | CHM1642 | Airtel | Chennai | GBT
IN-1261033 | Ramaswamy Avenue Adyar | 12.997 | 80.2622 | Mr. R jegadish , old no: 54,new no 191 ,ellaiamman koil street ,vannathurai , adayar ,ch-20,9884656266 | CHN2529 | Vodafone | Chennai | RT Tower
IN-1261151 | IYAPPANTHANGAL 6 | 13.0274 | 80.1301 | Mr.A.MURUGAN,PLOT NO.59,EVP AVENUE,2nd EXTN,KAVERI STREET,KAMATCHI AMMAN NAGAR,CHINNAKOLUTHUVANCHERY,IAYAPPANTHANGAL,CH-56. | CHM1917 | Airtel | Chennai | RT Tower
IN-1261298 | Kamarajar Salai-KK Nagar | 13.0388 | 80.2092 | K. BABU, OLD NO.8, NEW NO.11, 16TH AVENUE, ASHOK NAGAR, CH-83 | CHN2531 | Vodafone | Chennai | RT Tower
IN-1260640 | NERKUNDRAM10 | 13.0631 | 80.1839 | N.Hakkeem no155,6th street ,sri krishna nagar , nerkundram,ch-107 | CHM1922 | Airtel | Chennai | RT Tower
IN-1261452 | Velachery Bye pass | 12.9851 | 80.2177 | A.SAROJA,2/3ANANDA GARDEN,GANGAI NAGAR,100FEET ROAD,VELACHERY,CHENNAI-42. | CHN2533 | Vodafone | Chennai | RT Tower
IN-1261316 | SUN TV3,Anna Salai | 13.0425 | 80.2465 | MR K DAMODHARAN old no 9 new no 21 giriappa road drivers colony t nagar ch 17 | CHM1943 | Airtel | Chennai | RT Tower
IN-1262091 | Ranganathan street 9 | 13.0365 | 80.2286 | mr p devaraj, mrs d mariyanayaki no 22 ranganathan street tnagar ch-600017 | CHI1174 | Airtel | Chennai | RT Pole
IN-1260905 | Keelkottiyur west | 12.8427 | 80.1507 | Mr G Dilli Babu son of Mr Gunasekaran ,No 76 vandaloor ,kelambakkam main road ,melakottaoyur,chennai | ICHN1283 | Idea | Chennai | GBT
IN-1261259 | SHOLINGANALLUR14 | 12.8776 | 80.2113 | Najupunnisa.D,PLOT NO.848,GANAPATHY SYNDICATE COLONY,CHEMMENCHERY,CH-119 | CHM1892 | Airtel | Chennai | RT Tower
IN-1262196 | MEPZ5 | 12.9423 | 80.1154 | NO 24,AMMAN KOIL STREET,KADAPERI,THIRUNEERMALAI ROAD,CH-45 | CHM1055 | Airtel | Chennai | RT Tower
IN-1262191 | ROUND TANA3 | 13.0849 | 80.2167 | Mr.A.V.K.RAJA,W1O4,2nd AVENUE,ANNA NAGAR,CH-40 | CHM1955 | Airtel | Chennai | RT Tower
IN-1263920 | ARUMBAKKAM9 | 13.0718 | 80.2145 | 4/16 kallki nagar,PP Nagar main road,arumbakkam chennai 106. /S.NESAMANI,4/16 kallki nagar,PP Nagar main road,arumbakkam chennai 106. | CHM1885 | Airtel | Chennai | RT Tower
IN-1262957 | Medawakkam1 | 12.9183 | 80.1949 | Mr.P.K.ARMUGAPANDIAN,1/1225,VELACHERY MAIN ROAD,MEDAVAKKAM,CHENNAI-600100. | CHN2542 | Vodafone | Chennai | GBT
IN-1263883 | KOVILPADAGAI6 | 13.1385 | 80.1117 | Mr. P. Sankaran, Plot No:193-A, Door No:6, Malligai Street, Poompozhil Nagar, Avadi, Chennai-600 062. | CHM1732 | Airtel | Chennai | GBT
IN-1268304 | CHINTHAMANI4 | 13.0849 | 80.2239 | NEW NO 1 C 52 ANNA NAGAR EASTCHINTHAMANI,CH102 | CHM1941 | Airtel | Chennai | RT Pole
IN-1264301 | SSN COLLEGE2 | 12.7428 | 80.1972 | G.Munuswamy No 144 Gangi Amman Koli st kalavakkam thiruporur | CHM2002 | Airtel | Chennai | GBT
IN-1267769 | JAFFERKHANPET4 | 13.0308 | 80.209 | Mr M SANTHAIYYAN 298/3 JAWAHARLAL NEHRU SALAI ASHOK NAGAR CHENNAI83 | CHM1925 | Airtel | Chennai | RT Tower
IN-1264302 | MOGAPPAIR WEST13 | 13.0794 | 80.1786 | MRS.M.JAYAMALA W/O MR.K.MAHENDRAN. NO:2 GANDHI STREET,MUGAPPAIR WEST,CHENNAI-600 037 | CHM1992 | Airtel | Chennai | RT Tower
IN-1264097 | SEMBIAM7 | 13.1218 | 80.2396 | K RAJESWARI 16/15 PONNUSAMY NAGAR 1ST STREET SEMBIUM PERAMBUR CHENNAI 11 | CHM1844 | Airtel | Chennai | RT Tower
IN-1264988 | GUDUVANCHERY13 | 12.8481 | 80.0604 | no 5 senguduvan street Guduvanchery | CHM2003 | Airtel | Chennai | RT Tower
IN-1269864 | Turn Bull Road2 | 13.0297 | 80.2422 | MR K N P NAGAPPAN NO.100 32 CHAMERIS ROAD NANDANAM CHENNAI | CHM1961 | Airtel | Chennai | RT Pole
IN-1265839 | M.M.Nagar Industrial Estate9 | 12.7912 | 80.0355 | L SAMPATH E SARASU Block no 20 plot no 8 HIG kodikathan kumaran street MM nagar chennai 603204 | CHM2032 | Airtel | Chennai | RT Tower
IN-1268671 | PERUNGALATHUR11 | 12.8944 | 80.1214 | Mr.S.DATCHANAMURTHY,BESIDE GKM COLLEGE BUS STAND GROUND,PERUNGALATHUR CHENNAI 60. | CHM2076 | Airtel | Chennai | GBT
IN-1268674 | PERUNGALATHUR12 | 12.8908 | 80.1338 | Mr. S. Murugan No 13 Mohan Avenue Mapadu Puthur Seliyur Chennai 73 | CHM2077 | Airtel | Chennai | RT Tower
IN-1267229 | VEPERY7 | 13.0875 | 80.2595 | Mr MOHAMMED SULTAN NO 18 HUNTER STREET,PURASIWAKKAM CHENNAI 7 | CHM2060 | Airtel | Chennai | RT Pole
IN-1266366 | Thiruverkadu - Mahalakshmi Nagar | 13.0668 | 80.1408 | Open Land at the end of Mohan Street,VGN Mahalakshmi Nagar, Thiruverkadu | CHN2017 | Vodafone | Chennai | GBT
IN-1268652 | REDHILLS11 | 13.202 | 80.1661 | HARI FLAT No: 1610/1, ASHOAKEN ST, BALAMURGAN NAGARATTANTHANGAL CHENNAI-67 | CHM2066 | Airtel | Chennai | RT Tower
IN-1270384 | CITNAGAR6 | 13.0283 | 80.2257 | K. MALARKODI NEW NO.23, OLD NO. 18/2, 1ST RAILWAY BORDER ROAD, KAVERI NAGAR, SAIDAPET, | CHI1083 | Airtel | Chennai | RT Pole
IN-1270149 | PERUNGALATHUR RAILWAY STATION | 12.9139 | 80.1015 | Mr Ragupathy NO 26A TTK NAGAR Extn Rathanakumar Aveune Irumbuliyur Perungalathur Chennai-63 9444344356 | CHM2131 | Airtel | Chennai | RT Pole
IN-1270388 | PAZHAVANTHANGAL,Railway Station3 | 12.9927 | 80.1911 | R KrishnaSwamy No 20 Morrison 5th Street Alandhur Chennai 16 | CHI1088 | Airtel | Chennai | RT Pole
IN-1268657 | Pleasant days5 | 13.0252 | 80.0347 | T PALANI palanjur main road Cembarambakkam chennai123 | CHM2072 | Airtel | Chennai | GBT
IN-1268610 | Singaperumal kovil5 | 12.7673 | 79.9885 | Mr K.Kathavarayan plot no 50 Periyar Nagar Sriperumbadur Thirukachur SP Koil 603204 | CHM2069 | Airtel | Chennai | GBT
IN-1270445 | Pallavaram Railway Station3 | 12.9633 | 80.1494 | Mrs UmaRani New No 5 Old No.7 Thennan Thope 2nd Street,Zamin Pallavaram,Chennai 43 | CHI1090 | Airtel | Chennai | RT Pole
IN-1270159 | ATHIPATTU VICHUR3 | 13.2564 | 80.2919 | Ms.J Gracy 415 Amutha nagar villur post Athipattu chennai120 | CHM2057 | Airtel | Chennai | GBT
IN-1270460 | Chromepet Railway Station 3 | 12.9579 | 80.1462 | Mr Krishnan No 5 East Puthuvai Nagar 2nd st Chromepet Chennai 43 | CHI1091 | Airtel | Chennai | RT Pole
IN-1268937 | THIRUMALISAI8 | 13.0469 | 80.06 | M BAGYAM NO 2 77 BAJANAIKOIL STREET MADAVILAGAM THIRUMAZHISAI CHENNAI 56 | CHM2064 | Airtel | Chennai | GBT
IN-1271174 | Clock Tower | 13.1602 | 80.3029 | Mr. Kumara gurubaran,878,TH ROAD,THIRUVOTTIYUR,CHENNAI-600 019. | CHN2546 | Vodafone | Chennai | RT Tower
IN-1268611 | NAVALUR2 | 12.85 | 80.217 | M RAJENDRAN 2/342, BAJANAI KOVIL ST, NAVALUR,CHENNAI-603103 9884889474 | CHM1893 | Airtel | Chennai | RT Tower
IN-1268658 | MAHABALIPURAM13 | 12.6124 | 80.1879 | Mr VENKATESH SRI VENKATESWARA SUPPLIERS,KALPAKKAM ROAD MAHABALIPURAM CH 603104 | CHM2071 | Airtel | Chennai | RT Tower
IN-1270393 | MENAMBAKKAM Railway Station2 | 12.9859 | 80.1769 | Mr D ANTHONY No 5 Pandian St Meenambakkam Chennai 27 | CHI1089 | Airtel | Chennai | RT Pole
IN-1272120 | Singaperumal kovil4 | 12.7578 | 80.01 | Mrs.S Karinisha Wife of Shoulhamed,No.45,Narsingapuram,Sengundram S.P.koil Chennai 204 | CHM2063 | Airtel | Chennai | RT Tower
IN-1270154 | ATHIPATTU VICHUR5 | 13.2624 | 80.2857 | Mr SELVAM NO 16 VENUGOPALASAMY AVENUEATHIPATTU CH 120 | CHI1050 | Airtel | Chennai | RT Pole
IN-1270667 | Chromepet Railway Station 4 | 12.9537 | 80.1422 | Mrs.J.Jaya,No.187/156,ANJAPPAR Hotel,GST Road,Chromepet,Chennai-44 | CHI1092 | Airtel | Chennai | RT Pole
IN-1272394 | Paruthi Pattu | 13.0932 | 80.1085 | G SHANMUGAM NO 6 AND 7 POOVAI ROAD PARUTHIPATTU AVADI CHENNAI 71 | CHN2148 | Vodafone | Chennai | RT Pole
IN-1272408 | Porur Samayapuram | 13.0395 | 80.1509 | T.R BHARATH,T.D. Rama murthy No.4/10, samayapuram main road, karampakkam, porur, ch-116. 9940249947 | CHN2150 | Vodafone | Chennai | RT Tower
IN-1265636 | Chrompet3 | 12.9472 | 80.1364 | Mr.K.Muthiah, No.264/260, GST Road, Chrompet, Chennai -600 044 | CHN2545 | Vodafone | Chennai | RT Tower
IN-1272387 | Kuthambakkam | 13.0472 | 80.0262 | V.Revathi No.12, Pillayar koil st, Utkottai, Kuthambakkam, Chennai | CHN2136 | Vodafone | Chennai | GBT
IN-1272395 | Nithya Kalyana | 12.7635 | 80.2433 | Mr T V Elumalai s/oVedhachalam No 1/46A East mada street Thiruvadanthi Chennai 112 | CHN2157 | Vodafone | Chennai | GBT
IN-1272416 | Ramapuram MGR Garden | 13.0238 | 80.1831 | No.3/3,Sathya Nagar,Ramapuram Road,Chennai 600 089 | CHN2151 | Vodafone | Chennai | RT Tower
IN-1274787 | Triplicane | 13.0623 | 80.2742 | MR.R.ALTHAF SHAMSUDEEN, M.M.SHAMUFATHIMA NO.297, TRILICANE HIGH RAOD.CHENNAI-600 005. CONTACT NO: 9840180804 | CHN2555 | Vodafone | Chennai | RT Pole
IN-1272421 | Triplicane Big Street | 13.0611 | 80.2758 | Old no 29 new No 33 Big street triplicane chennai 600 005 | CHN2154 | Vodafone | Chennai | RT Tower
IN-1272396 | MM Nagar 2 | 12.7895 | 80.037 | Silapathikaram Street NH 3 M M Nagar Chennai 600207 | CHN2158 | Vodafone | Chennai | RT Tower
IN-1270666 | SANATORIUM Railway Station | 12.9383 | 80.1316 | Mr S Shakthivel N o 21 Station border Rd Sanatorium Tambaram Chennai47 | CHI1093 | Airtel | Chennai | RT Pole
IN-1272153 | Kelambakkam | 12.7862 | 80.2139 | V.RAJESWARI PLOT NO.61 RAJESWARI NAGAR, KELAMBAKKAM,CHENNAI- | CHN2126 | Vodafone | Chennai | GBT
IN-1272391 | Mevalurkuppam | 13.0269 | 80.0104 | R Ramalingam No 3 139 Bajanai Kovil st Mevalurkuppam valarpuram po Sriperumbudur 602105 | CHN2141 | Vodafone | Chennai | GBT
IN-1272389 | Madambakkam Prsanathi Colony | 12.9078 | 80.1518 | Mr. Navaneetham, No: 8A Bharathi Nagar, North first cross St, Madambakkam, East Tambaram Chennai- 126 | CHN2138 | Vodafone | Chennai | RT Tower
IN-1273568 | MADHAVARAM10 | 13.1413 | 80.2382 | MR.MOHAMMED QADIR.NO:8,K.K.R.GARDEN 1ST MAIN ROAD,MADHAVARAM, CHENNAI 600 060.CONTACT NO:9841138786 | CHM2141 | Airtel | Chennai | RT Tower
IN-1272116 | Ambattur Vellanur | 13.1626 | 80.1153 | Mr Dhayal Suy no 288 School St Kollumedu Avadi chennai 62 | CHN2117 | Vodafone | Chennai | GBT
IN-1272419 | Thorapakkam 6th Cross Street | 12.9533 | 80.237 | S.Nagaraj No.1/334, Arumugam Avenue, Thoraipakkam, Ch-97 | CHN2153 | Vodafone | Chennai | RT Tower
IN-1273727 | Madambakkam 2 | 12.9049 | 80.1587 | No.110, Madambakkam main road,Maruthi Nagar,Madambakkam,Chennai-126 | CHN2160 | Vodafone | Chennai | RT Tower
IN-1272388 | Madambakkam Gandhi Nagar | 12.9034 | 80.1523 | Kalai Selvi Travels Mr. Murali Kumar No:257 Parvathy Nagar Madambakkam CH:126 | CHN2137 | Vodafone | Chennai | RT Tower
IN-1272397 | Madambakkam 1 | 12.9006 | 80.1497 | Mrs, Mary, No 54A , Yaswanth Nagar extn, Madambakkam, Chennai 600126 | CHN2159 | Vodafone | Chennai | RT Tower
IN-1272398 | Madambakkam 3 | 12.883 | 80.1703 | Mrs.DhanaBagiyam,W/o.Mr.Ponnusamy,No.2/212,Mambakkam Road,Kovilancherry,Chennai-73 | CHN2161 | Vodafone | Chennai | GBT
IN-1272426 | Pallikaranai | 12.9246 | 80.21 | Mrs Mahalakshmi 35 BSrinagar Vivekandha nagar 13th cross Pallikarani Chennai 100 | CHN2162 | Vodafone | Chennai | RT Tower
IN-1272631 | MEPZ7 | 12.9363 | 80.1277 | V.Nagarajan, No.9A, Kumuran Street, Half Gst Road, Kadaperi, Chennai - 45. | CHM1838 | Airtel | Chennai | RT Tower
IN-1274131 | MINT STREET7 | 13.0861 | 80.2782 | OLD SITE ID CHM682 MINTS4 MR T VIJAYAKUMAR MR V SARAVANAN MR V SUDHARSAN O NO 1 N NO 50 PARAMASIVAM ST PARKTOWN CHENNAI 600 003 | CHM2149 | Airtel | Chennai | RT Pole
IN-1275135 | Ayyapathangal | 13.0372 | 80.1388 | J.RadhaKrishnan.OldNo:1/464,NewNo:1/119,mount Poonamallee Trunk Road, Chennai- 600 056 | CHN2552 | Vodafone | Chennai | RT Tower
IN-1275717 | Marina Beach6 | 13.047 | 80.2781 | Mr Thirunaukarasu .R No 20/29 2nd street Nadukuppam Chepauk Chennai 5 | CHM2227 | Airtel | Chennai | RT Pole
IN-1271838 | Ambattur Morai | 13.1905 | 80.0994 | Mr C R Govindaraj Plot No.75 Santhosh Mada Nagar,Morai Village Verrapuram,Chennai 55 | CHN2116 | Vodafone | Chennai | GBT
IN-1272401 | Kovilambakkam Nandagopal Nagar | 12.9384 | 80.1754 | MRS. S.KUPPAMMAL. NO:1/289,KANNAPPAN STREET,CHROMPET SALAI,NANMANGALAM,KOVILAMBAKKAM.CHENNAI-600 117 | CHN2135 | Vodafone | Chennai | RT Tower
IN-1272390 | Madambakkam Vengai Vasal | 12.8973 | 80.1703 | K.Ramesh old No:64 Nookan chery Main Road Bajanai Koil Street Ch:126 | CHN2139 | Vodafone | Chennai | RT Tower
IN-1272404 | Neelankarai Vaithiyalingam Salai | 12.9439 | 80.2494 | 4/858 RAJENDRA NAGAR NEELANKARAI VAITHIYALINGAM SALAI CHENNAI-600 049 | CHN2143 | Vodafone | Chennai | RT Tower
IN-1272417 | Tharapakkam Mani Nagar | 13.007 | 80.1313 | Sivagami , 4/392 nehru street , mani medu, thandalam post, Chennai-122 | CHN2152 | Vodafone | Chennai | RT Tower
IN-1274568 | KOLAPAKKAM5 | 12.8801 | 80.1091 | Mrs.M.Dhanalakshmi,W/O M.Murugan,Old no-89,New no-1,Bajanai koil street,Nedunkundram,chennai-48 | CHM2068 | Airtel | Chennai | GBT
IN-1274577 | KEELKATALAI7 | 12.9533 | 80.1763 | NO:2,M.K.NAGAR MAIN ROAD,SWAMI MALAI NAGAR,JAMIN PALLAVARAM.CHENNAI-600 117. | CHM2210 | Airtel | Chennai | RT Tower
IN-1274869 | PARTHASARATHY TEMPLE4,TRIPLICANE | 13.0547 | 80.2801 | Mr. Shanmugam , No 2/3 Puthiya kattathotti street, Triplicane, Chennai - 600 005 | CHM2126 | Airtel | Chennai | RT Pole
IN-1272403 | Neelankarai Kazura Garden | 12.944 | 80.2494 | 2/776A-Kazura Garden 1st Street,Neelankarai,chennai-600041 | CHN2142 | Vodafone | Chennai | RT Tower
IN-1268609 | VANDALUR9 | 12.8852 | 80.0693 | MRS.GEETHA CHELIYAN,NO 1,WHITE FIELD ROAD,KUMARAN NAGAR,MANNIVAKKAM,CH-48 | CHM2067 | Airtel | Chennai | RT Tower
IN-1275932 | SHOLINGANALLUR18 | 12.8969 | 80.2269 | MR. K.MATHAVAN,V.S.K XEROX, NO 122, RAJIV GANDHI SALAI,SHOLINGANLLUR , CHENNAI 116 | CHM2138 | Airtel | Chennai | RT Tower
IN-1268777 | PERUMBAKKAM | 12.885 | 80.2021 | No 12 Periya Palayathaman Koil Street Nukampalayam Perumbakkam Chennai | CHM2081 | Airtel | Chennai | GBT
IN-1276623 | Kolathur1 | 13.1197 | 80.213 | Mr. A.B. PANDIAN NO.51, PLOT NO.1190, 14TH STREET, POOMBUKAR NAGAR, KOLATHUR, CH-99 PH-9840058039 | CHN2559 | Vodafone | Chennai | RT Tower
IN-1270391 | TAMBARAM4 | 12.9256 | 80.1292 | Mr.G.B.Palani,No.14 C,Karpaga Vinaygar Koil Street,East Tambaram,Chennai-59 | CHM460 | Airtel | Chennai | RT Tower
IN-1275641 | Lingu Chetty street | 13.0944 | 80.2898 | 188Linghi Chetty Strret Parrys Chennai 600001 | CHN4118 | Vodafone | Chennai | Wall Mount
IN-1272430 | Velachery 2 | 12.9595 | 80.2081 | Mrs shazadi aisha Plot No.23/1 Kuber Nagar Extn Madipakkam Chennai 91 PH 9840497001 | CHN2164 | Vodafone | Chennai | GBT
IN-1264303 | M.M NAGAR INDUSTRIAL ESTATE6 | 12.7903 | 80.0138 | No.46,Dr.Ambedakar Street, Vivekanandha Nagar,Peramanur village,M.M.Nagar,Chennai209 | CHM1433 | Airtel | Chennai | RT Tower
IN-1272155 | Kottiwakkam Swaminathan Nagar | 12.9692 | 80.2532 | No.4/173, 6th cross st, venkatesapuram, kottiwakkam, Ch-41 | CHN2128 | Vodafone | Chennai | RT Tower
IN-1276624 | Ayanavaram | 13.0975 | 80.2303 | MRS.R.T.NITHYA.NO:90E,N.M.K.STREET.AYANAVARAM, CHENNAI 600 023.CONTACT NO:9500177446 | CHN2560 | Vodafone | Chennai | RT Tower
IN-1277409 | Prarthana Drive Inn | 12.9308 | 80.2512 | Mr.A.P.M.S.MOHAMED ALI No-170/2, EAST COAST ROAD, INJAMBAKKAM, CHENNAI-600041 | CHN2563 | Vodafone | Chennai | GBT
IN-1277574 | MOGAPPAIR EAST | 13.0509 | 80.112 | Mr. Chandran new no1 old no.32 Mogappir east chennai 600037 | CHM2228 | Airtel | Chennai | RT Tower
IN-1278857 | Ambattur | 13.1004 | 80.1514 | Mr K Perumal No 532 1A Vanagaran Road Ambattur Chennai 600063 | CHN2411 | Vodafone | Chennai | RT Tower
IN-1279082 | Redhills | 13.1971 | 80.1983 | Mr R Vijayakumar No 3 222 pandugaran kovil street Athivakkam ch 52 | CHN2404 | Vodafone | Chennai | GBT
IN-1278092 | URAPAKKAM8 | 12.8452 | 80.0868 | MR.E.ELUMALAI,NO 48,THIRUVALLUVAR STREET,KARANAI PUDHUCHERY VILLAGE | CHM2285 | Airtel | Chennai | RT Tower
IN-1272118 | Bethel Nagar | 12.9246 | 80.2461 | No.1/1334,Thiruvallur Salai, Bethel Nagar,Injambakkam,ECR,Chennai-115 | CHN2120 | Vodafone | Chennai | RT Tower
IN-1274191 | URAPAKKAM RAILWAY STATION | 12.8547 | 80.0617 | 11,perumal koil street,ganapathy nagar extn 2,nandhivaram,guduvanchery,chennai-603202 | CHM2215 | Airtel | Chennai | RT Tower
IN-1278810 | Nammalwarpet | 13.0947 | 80.2419 | Mr J SEHAR VEERAKESARI NO 62 CHENKALVARAYAN 1ST STREET RAMALINGAPURAM AYANAVARAM CHENNAI 12 OPP TO ESI HOSPITAL 9840484353 | CHN2392 | Vodafone | Chennai | RT Tower
IN-1278822 | Ambattur Sathya nagar | 13.1144 | 80.1351 | Mr E Chelladurai no 16 2 nd Main rd jayalakshmi nagar thirumullaivoyal cell 9444067837 | CHN2389 | Vodafone | Chennai | RT Tower
IN-1278838 | Soorapet-Bajanai koil st | 13.1434 | 80.1928 | Mr C NELHAYAPPAN NO 113 LAKSHMI AMMAN KOVIL ST, PUTHAGARAM CH 99 | CHN2409 | Vodafone | Chennai | GBT
IN-1278855 | Ambattur Kuppam | 13.0958 | 80.1587 | Mrs S Meenakshi Mr P Subramani 12A Athipattu main road kuppam ch 58 | CHN2412 | Vodafone | Chennai | RT Tower
IN-1278892 | Thiuninravur Sriram nagar | 13.132 | 80.0479 | M J Gandhiathi 10 th street prakash nagar plot no 105 AND106 thiruniravur chennai 602024 | CHN2417 | Vodafone | Chennai | RT Tower
IN-1278893 | Pattabiram Thandurai | 13.1128 | 80.0622 | Mr V NEDUNCHEZHIAN VKAS Compelx No 63 Mariappan Koil street Thandurai Pattabiram chennai 600072 | CHN2402 | Vodafone | Chennai | GBT
IN-1279084 | Mambakkam | 12.8694 | 80.13 | Mrs E Rathinam, no3/10, thulukathamman koil st,venbakkam,chennai-603127 | CHN2398 | Vodafone | Chennai | GBT
IN-1279299 | SAVIT5 | 13.0586 | 80.1326 | MR G Palani No 1 puliamedu village G M Plaza Thiruverkadu CH 77 | CHM2292 | Airtel | Chennai | RT Tower
IN-1279404 | ATHIPET3 | 13.0886 | 80.1603 | MR DHAYAMANOHARAN NO 13 99 BAJANAI KOIL STREET,PERIYA COLONY ATHIPET AMBATTUR CH 58 | CHM2314 | Airtel | Chennai | GBT
IN-1278862 | Kandaswamy nagar Extension | 13.0521 | 80.107 | Mr P VADAMADURAI NO 16A VASANDAMALIGAI KANDASAWY NAGAR POONAMALLE.56 | CHN2395 | Vodafone | Chennai | GBT
IN-1279736 | Poonamallee Kamatchiamman Nagar | 13.0345 | 80.1177 | No.59 Kamatchiamman street,manaliramakrisna avenue ambal nagar Mangadu,Chennai | CHN2382 | Vodafone | Chennai | GBT
IN-1278090 | CRESENT ENGINEERING COLLEGE5 | 12.8706 | 80.0866 | MR.P.SEKAR, PLOT NO 217, MADURAI MEENAKSHIPURAM, IYYANCHERRY VILLAGE, OORAPAKKAM, | CHM2283 | Airtel | Chennai | GBT
IN-1279078 | Muthumariamman Koil st | 13.1389 | 80.2347 | no 26, muthumariamman kovil st, madhavaram, chennai-60 | CHN2408 | Vodafone | Chennai | RT Tower
IN-1278837 | VSM GARDEN | 13.0272 | 80.2146 | No16/1 4th Cross Street Ragavan Colony Jaffarkhanpet Chennai 600083 | CHN2419 | Vodafone | Chennai | RT Pole
IN-1279081 | TRUNK RD Puzhal | 13.1697 | 80.2063 | Mr jayaraj plot no 21 sakthivel nagar main road kamaraj nagar puzhal ch 66 | CHN2418 | Vodafone | Chennai | RT Tower
IN-1278861 | Rajankuppam | 13.0673 | 80.15 | Mr j Ranga durai and j jamunaammal 7 10 yadavar st rajan kuppam chennai 600095 | CHN2403 | Vodafone | Chennai | GBT
IN-1279079 | THAI NAGAR | 13.1403 | 80.2529 | Mr Velusamy No 12A ragavan Nagar Sowrirajan street Kodungaiyur Chennai 600 118 | CHN2415 | Vodafone | Chennai | RT Pole
IN-1279882 | SIET3,Tenapet | 13.0355 | 80.2495 | OLD NO 35/1 NEW NO 46/1 KAVINGAR BHARATHI DHASAN ROAD TEYNAMPET CHENNAI 600 018 | CHM2322 | Airtel | Chennai | RT Tower
IN-1282831 | Gowriwakkam | 12.9224 | 80.162 | SF No 133/2B, Velacherry Main Road | CHN2578 | Vodafone | Chennai | RT Tower
IN-1280718 | CPCL3, MANALI | 13.1764 | 80.2942 | Mr K S Gurunathan No 1 38 1st street Thiyagi sathiya moorthy nagar New manali express rd thiruvottriyur ch 19 | CHN2572 | Vodafone | Chennai | GBT
IN-1279880 | GUDUVANCHERI BUS STAND? | 12.8482 | 80.059 | MR. GANAPATHY, PLOT. NO. 7, 8,No 23, Manimegalai Street | CHN2568 | Vodafone | Chennai | RT Tower
IN-1280032 | Perambur North | 13.1164 | 80.243 | Mr Muruganandan no 20 2 lakshmi amman kovil street Madhavaram high road chennai 11 | CHN2569 | Vodafone | Chennai | RT Tower
IN-1278867 | Medawakkam | 12.9136 | 80.193 | NO:12/14, INDHIRAGANDHI STREET | CHN2378 | Vodafone | Chennai | RT Tower
IN-1280025 | MAHABALIPURAM16 | 12.621 | 80.1934 | 72/133, Suresh Lodge,tkm Rdmamallapuram - 603 104 | CHM2332 | Airtel | Chennai | RT Tower
IN-1278831 | Min Nagar | 13.1289 | 80.1631 | Mrs M RAJESHWARI W O Mr murugan no 110 1st main road Tirumalai priya nagar ch 53, cell 9176271195, 9884194794 | CHN2380 | Vodafone | Chennai | GBT
IN-1282087 | Mugappair West_La Parisaine | 13.0783 | 80.1669 | Mr. A. Muralidasan,LIG 83, 10th main Road, 15th cross street, TNHB, Nolambur , Ch-37 | CHN2618 | Vodafone | Chennai | RT Tower
IN-1006513 | Pursaiwakkam Thacker Street | 13.0857 | 80.2566 | NEW NO 20, OLD NO L14, THACKER STREET, PURASAIWAKKAM, CHENNAI - 84 | CHN434 | Vodafone | Chennai | RT Pole
IN-1282756 | Melrosapuram,MM nagar | 12.7684 | 80.0187 | MR.A.S.IMMANUVEL SATHYARAJ.MELROSAPURAM , BO, VIA-SINGAPERUMAL KOIL, | CHN2636 | Vodafone | Chennai | GBT
IN-1282403 | KODUNGAIYUR10 | 13.1374 | 80.2524 | No 235,eveready colony 18 th strret kodungaiyur | CHM2329 | Airtel | Chennai | RT Tower
IN-1281963 | Villivakkam-sidco nagar | 13.1041 | 80.2007 | K.Sukumar No.1/1A, Sidco nagar main road, villivakkam Chennai-49. 9884367960 | CHN2615 | Vodafone | Chennai | RT Tower
IN-1281605 | Royapettah3 | 13.0509 | 80.273 | New No:35/2 Old:3/2 Muthiah 2nd st, Roapettah Chennai-14 | CHN2575 | Vodafone | Chennai | RT Tower
IN-1278806 | Bharathi nagar | 13.0108 | 80.1371 | R Akila W/o Murugesan No 5, 6 TVK Kumaran Nagar Gerugambakkam Chennai 600122 | CHN2391 | Vodafone | Chennai | RT Tower
IN-1278839 | Vellapanchavadi | 13.0569 | 80.149 | D.Mannar,No-1, Chettiar Agaram salai,Rajiv Nagar,2nd Main road,Pallikuppam,Vellapanchavadi,Chennai- | CHN2414 | Vodafone | Chennai | RT Tower
IN-1278802 | Maduravoyal | 13.0593 | 80.1772 | MR.Sivasankaran, No:2, 5th cross st, Kamatchi Nagar, Maduravoyal Chennai 600095 | CHN2386 | Vodafone | Chennai | RT Tower
IN-1282444 | Selaiyur | 12.9232 | 80.1431 | Mrs. L. Navaneetham, W/O. C.Loganathan, No 205 A, School Lane, Camp Road, | CHN2576 | Vodafone | Chennai | RT Tower
IN-1043798 | Audiappa Street 2, Parrys | 13.0926 | 80.2804 | # 119, AUDIAPPA STREET, PARRYS, CHENNAI, (OPP. TO OPTION 2) | CHI293 | Airtel | Chennai | Wall Mount
IN-1278091 | KANDIGAI8 | 12.8352 | 80.1224 | MR.D.GUNASEKARAN. PLOT NO:27,PERUMAL KOIL STREET | CHM2284 | Airtel | Chennai | GBT
IN-1278894 | Thendral Nagar West | 13.1346 | 80.1409 | Mr V sivaraj No 533 pattabi amutham st Saraswathy nagar thirumullaivoyal chennai 62 | CHN2416 | Vodafone | Chennai | GBT
IN-1280023 | THIRUVOTRIYUR14 | 13.1589 | 80.3022 | no 893 TH Road Thiruvotiyur Chennai 19 | CHM2255 | Airtel | Chennai | RT Tower
IN-1278860 | Kovur Then Colony | 13.0275 | 80.1087 | #65/113,Ballandiswaran Koil Street,Mangadu,Chennai-102 | CHN2397 | Vodafone | Chennai | GBT
IN-1281964 | MOOVAR NAGAR- COWL BAZZAR | 12.9849 | 80.1449 | MRS.P.PREMA. NO:1/216,NAMMALVAR STREET | CHN2617 | Vodafone | Chennai | GBT
IN-1282085 | Voltas Colony_Nanganallur | 12.9759 | 80.1861 | MR.R.RANGAN. NO:18,NEW VINAYAGAR KOIL STREET | CHN2614 | Vodafone | Chennai | GBT
IN-1282626 | Nafeeel,Nolumbur | 13.0687 | 80.1625 | Mrs.NagaBushanam Ammal NO 5 MCK Layout Nalumboor Ch-95 | CHN2635 | Vodafone | Chennai | RT Tower
IN-1283656 | Sidco Nagar -Villivakkam | 13.1081 | 80.2041 | N Sheik abdul kader and peer fathima 4 177 E type sidco nagar villivakkam chennai 49 | CHN2580 | Vodafone | Chennai | RT Tower
IN-1043787 | Nsc Bose Road 2 | 13.09 | 80.2781 | AGENTS INTERNATIONAL, OLD 119, N.S.C. BOSE ROAD, PARRYS, CHENNAI. | CHI426 | Airtel | Chennai | Wall Mount
IN-1043786 | Nsc Bose Road | 13.09 | 80.2781 | AGENTS INTERNATIONAL, OLD 119, N.S.C. BOSE ROAD, PARRYS, CHENNAI. | CHI028 | Airtel | Chennai | Wall Mount
IN-1285015 | Krishna Nagar Main Rd Sembakkam | 12.8861 | 80.136 | Krishna Nagar Main Rd Sembakkam | CHN2853 | Vodafone | Chennai | RT Tower
IN-1282086 | Doller_Sholinganallur | 12.9053 | 80.2329 | 85 VILLAGE HIGH ROAD SHOLINGANALLUR CHENNAI 600119 | CHN2620 | Vodafone | Chennai | RT Tower
IN-1284987 | Kosapur | 13.1834 | 80.2349 | Mr.Dinakaran,Kosapur to Andalkuppam Main Rd,opp to Pond, | CHN2765 | Vodafone | Chennai | GBT
IN-1284988 | Pudupakkam | 13.2436 | 80.2201 | Mr.Prasanth,s/o.Mr.Velayaudem,opp to periyapalaythu amman koil,near water tank,Pudupakkam,Arumandhi panchyat,Chennai-67 | CHN2768 | Vodafone | Chennai | GBT
IN-1284991 | Pothur | 13.1621 | 80.1449 | S JEEVA Plot No:256, Sowmiya street, pothigai nagar , kanada palayam, Thirumulaivayal, chennai-62 | CHN2772 | Vodafone | Chennai | GBT
IN-1284997 | Thirumazhisai (Tp) | 13.0561 | 80.0624 | New No: 9,Old No: 15,Sabapathy Mudaliyar Street,Thirumalizhai,Chennai 600124 | CHN2780 | Vodafone | Chennai | GBT
IN-1285004 | Kamaraj Nedunchalai_Old Perungalathur | 12.9079 | 80.0818 | No:1,Sarang avenue, | CHN2873 | Vodafone | Chennai | RT Tower
IN-1285006 | Erikarai St, Pallikaranai | 12.9254 | 80.2067 | No.3, Perumal koil cross street | CHN2860 | Vodafone | Chennai | RT Tower
IN-1285072 | Vichoor | 13.2126 | 80.2502 | Vichoor High road Opp to RSS steel company Vichoor Chennai 103 | CHN2766 | Vodafone | Chennai | GBT
IN-1285079 | Kozhumanivakkam | 13.0274 | 80.098 | Plot No:7, Mahalaskshmi nagar Annex 3 Koxhumanivakkam, Maangaduu | CHN2786 | Vodafone | Chennai | RT Tower
IN-1285082 | Mannivakkam | 12.8871 | 80.0635 | No1/29 West Mada St | CHN2802 | Vodafone | Chennai | GBT
IN-1285092 | Gudapakkam | 13.076 | 79.9947 | S.NO 251/11B PERIYA STREET, KUDAPPPAKKAM THIRUVALLUVAR DIST 602107 | CHN2788 | Vodafone | Chennai | GBT
IN-1285120 | Poonthandalam | 12.9641 | 80.0529 | NO:1/32,BABA koil street, | CHN2810 | Vodafone | Chennai | GBT
IN-1285128 | Brandavan Nagar_Madipakkam | 12.9637 | 80.1842 | T.Azhugu Raj,NO:11 , 2nd Main road, Gokulamnagar, Madipakkam chennai-91 | CHN2820 | Vodafone | Chennai | RT Tower
IN-1285133 | Venkataman_Moolacherigalam | 12.8651 | 80.1553 | Perumal Koil St venkatamangalam | CHN2824 | Vodafone | Chennai | GBT
IN-1285137 | Sankarapuram, Sithalapakkam | 12.8781 | 80.194 | 2/22 Perumal koil street, | CHN2827 | Vodafone | Chennai | GBT
IN-1285142 | Sunshine Nagar | 12.8809 | 80.0731 | D.Arumugam Kattabomman street, 1st Main Raod, Ottari extn, vandalore, chennai-48 | CHN2833 | Vodafone | Chennai | GBT
IN-1285145 | Gandhi Nagar_ MGR Statue | 12.9319 | 80.104 | NO:16, Sri Ambhal nagar, | CHN2835 | Vodafone | Chennai | RT Tower
IN-1285151 | Bethel Nagar, Injambakkam | 12.9175 | 80.2465 | Ponvithayaswarm school compount , | CHN2842 | Vodafone | Chennai | RT Tower
IN-1285076 | Vellivoyal | 13.2271 | 80.2561 | No.1/7,Mariamman koil st, | CHN2776 | Vodafone | Chennai | GBT
IN-1285073 | Sirugavur | 13.2059 | 80.2187 | Plot no.19 Ayswariya nagar sirugavur vellangadukuppam panchyat redhills | CHN2769 | Vodafone | Chennai | GBT
IN-1285070 | Kadapakkam | 13.199 | 80.2602 | Mr.Ragupathy,Kadapakkam to Redhills link rd,Kadapakkam,Chennai-103 | CHN2763 | Vodafone | Chennai | GBT
IN-1285095 | Thiruninravur | 13.0942 | 80.0216 | old No.1/77,New No.268,Mettu Street,kosavanpalayam,Thiruninravur,Chennai - 602024. | CHN2791 | Vodafone | Chennai | GBT
IN-1285121 | Pallavaram | 12.9821 | 80.1465 | I.Abubacker Siddique,No-38,Rajaji St,Anadal Nagar,Polichalur,Chennai-74 | CHN2811 | Vodafone | Chennai | RT Pole
IN-1286471 | Mugappair-Golden george cly | 13.0903 | 80.1808 | Mr.Muthu,M/S.Sree Abhirami Colours,No.37,Baggathammal nagar,4th cross st,Padi,Chennai-50 | CHN2943 | Vodafone | Chennai | RT Tower
IN-1285106 | Varadharajapuram | 12.9246 | 80.0674 | NO:156,Rayapa nagar,Varatharajapuram,palliyappa nagar, chennai-44 | CHN2800 | Vodafone | Chennai | GBT
IN-1284995 | Soranjeri | 13.0985 | 80.0744 | no.27, Rajiv Gandhi nagar Soranchery village | CHN2777 | Vodafone | Chennai | RT Tower
IN-1285124 | Kundrathur Road | 12.9903 | 80.1168 | A.Deivanayagi,NO:11,Mettu street, Karaima Nagar,Kundrathur,Chennai-69 | CHN2814 | Vodafone | Chennai | RT Tower
IN-1284986 | Thirunilai | 13.2334 | 80.2379 | No.1/73,Ayappan Koil st | CHN2762 | Vodafone | Chennai | GBT
IN-1285001 | MM NAGAR_ Industrial Estate Malai Koil | 12.7961 | 80.0383 | No:79, 11th cress street, rail nagar | CHN2874 | Vodafone | Chennai | GBT
IN-1285071 | Perungavoor | 13.2212 | 80.2193 | Mr.Senthil Kumar,Near Way bridge machine,Perungavoor Village High way Rd,Chennai-103 | CHN2764 | Vodafone | Chennai | GBT
IN-1285099 | Tiruverkadu (M + Og) (Part) | 13.0731 | 80.1296 | M MUTHUSAMY NO:55/11, Amman nagar, 2nd street, thiruvarkadu | CHN2796 | Vodafone | Chennai | RT Tower
IN-1285108 | Nedungundram (Ct) | 12.8827 | 80.1137 | No:79/3 Eswaran koil street | CHN2804 | Vodafone | Chennai | GBT
IN-1285117 | Unamancheri | 12.865 | 80.1046 | S.No.84, Manimegalai St, Unamacheri,Kanchipuram, Chennai-600048 | CHN2805 | Vodafone | Chennai | RT Tower
IN-1285122 | Thiruneermalai By pass | 12.9587 | 80.1239 | S.Lakshminarayan, S.No.294, Old No.130, New No.103, Thiruneermalai Village, Ranga Nagar, 4th Cross street,Chrompet, Chennai-600044 | CHN2812 | Vodafone | Chennai | RT Tower
IN-1285130 | Kennedy Valley_Moovearasanpet Rd | 12.967 | 80.1794 | Plot No.16,kennady valley 2nd Street, Moovarasanpet, Thrisulam Chennai 600044 | CHN2821 | Vodafone | Chennai | RT Tower
IN-1285132 | Gandhi St, Padhuvancherry, Agaramthen | 12.8851 | 80.1566 | No 12 gandhi st | CHN2823 | Vodafone | Chennai | GBT
IN-1285134 | Thalambur 2 | 12.8494 | 80.2106 | Mrs.R.Pushpalatha, No.1/7,Neeralamman Koil Street, Thalambur, Navaloor Post, Chennai | CHN2825 | Vodafone | Chennai | GBT
IN-1285147 | Naduveerapattu, Tamil Nadu | 12.9393 | 80.0549 | P Murugan, No 9/2 Pahchayat Board Street, Naduveerapattu , Ch 600109 | CHN2837 | Vodafone | Chennai | GBT
IN-1285148 | Vignesh Nagar, Nemilichery | 12.9443 | 80.1656 | No 10, Ambedkar Street | CHN2838 | Vodafone | Chennai | GBT
IN-1285253 | Kaspapuram_Sembakkam | 12.8879 | 80.1434 | Mr.V.Kesavan, Plot No.10, Reshmee Garden, Kasapuram, Agaram Then, Sembakkam, Chennai 600126 | CHN2882 | Vodafone | Chennai | RT Tower
IN-1287800 | Mugappair West | 13.0808 | 80.1806 | Mr. M.FELIX PC-10/A, 10TH BLOCK MUGAPPAIR EAST, CH-37 9841385057 | CHN2581 | Vodafone | Chennai | RT Tower
IN-1282673 | SELAIYUR7 | 12.9191 | 80.1401 | MR.A.JAGADEESAN. NEW NO:08,OLD NO:75 NEW BALAJI NAGAR FIRST CROSS STREET | CHM2321 | Airtel | Chennai | GBT
IN-1284998 | Nemam | 13.0665 | 80.0189 | No.3/84,Naidu Street.Nemam,Chennai-602102 | CHN2781 | Vodafone | Chennai | GBT
IN-1285074 | Sadayankuppam | 13.1924 | 80.2847 | Sadayankuppam | CHN2770 | Vodafone | Chennai | GBT
IN-1285077 | Parvatharajapuram | 13.0494 | 80.0334 | Mr.Anandhan,29,Kangaiamman Koil Street, Parvatharajapuram,Kuthampakkam PO,Chennai -602607 | CHN2779 | Vodafone | Chennai | GBT
IN-1285078 | Kuthambakkam | 13.0366 | 80.0216 | S ABDUL AZEEZ Plot No: 408, Chetipedu village,sri perumbuthur ,kanchipuram. | CHN2782 | Vodafone | Chennai | GBT
IN-1285093 | Thirunindravur (Tp) | 13.116 | 80.0327 | Plot No 3A 129/5 Ganasa puram | CHN2789 | Vodafone | Chennai | GBT
IN-1285104 | Nemilicheri (Ct) | 13.1194 | 80.0489 | Plot No.33,Jyothi Nagar, Nemilicherry, Thirunindravur, Chennai-602024 | CHN2798 | Vodafone | Chennai | RT Tower
IN-1285127 | Thenmozhi Nagar_ Keelakatalai | 12.9528 | 80.1823 | Balamurugan nagar, 9th Street, | CHN2819 | Vodafone | Chennai | RT Tower
IN-1285136 | Ottiambakkam | 12.8622 | 80.19 | R.Sathiskumar, R.Srikanth,4/106,Nehru Street,Ottiambakkam,Chennai-603130. | CHN2826 | Vodafone | Chennai | GBT
IN-1285139 | Semmanjeri | 12.8343 | 80.2039 | S.No-39/1, 257/14,Kolavaiyar Street, Siruseri, Thiruporu TK,Kanchipuram 603103 | CHN2829 | Vodafone | Chennai | GBT
IN-1285162 | Sathandapuram | 12.8982 | 80.1083 | Mr.G.MAA.Guberan,No:269,Thiruvallur street, Sathandapuram,Chennai-600063 | CHN2832 | Vodafone | Chennai | RT Tower
IN-1285260 | Mannivakkam | 12.8573 | 80.0398 | MR.D.VENKATESH.PLOT.NO:29,BALAJI AVENUE ,9TH STREET | CHN2854 | Vodafone | Chennai | GBT
IN-1286557 | Manali | 13.1624 | 80.2624 | Mr.K.ChandraMohan,s/o.KamatchiPandian,old.no.283/new.no.453,Kamarajar Salai,Manali,Chennai-68 | CHN 2461 | Vodafone | Chennai | RT Tower
IN-1286564 | BROADWAY4 | 13.0979 | 80.2855 | Mr.P.S.Ashok Kumar,Old.no.93,New no.98,New street,Mannady Chennai-1 | CHN2445 | Vodafone | Chennai | RT Tower
IN-1006543 | Nelson Manickam Road | 13.0664 | 80.231 | OLD.NO.182 , NEW.NO.18 ,NELSON MANICKAM ROAD ,CH-94 | CHN492 | Vodafone | Chennai | RT Pole
IN-1285103 | Agraharamel | 13.1046 | 80.0411 | Old No.190, New No.170-4, Thrauvpathy Amman koil street, Annambedu, Chennai-602024 | CHN2797 | Vodafone | Chennai | GBT
IN-1285140 | Arasankalani | 12.8403 | 80.1811 | D.Ranganathan, 8/84, Gangai Amman Koil Street, Polachery Road, Madambakkam Post, Thiruporur Tk, Kanchipuram Dt | CHN2830 | Vodafone | Chennai | GBT
IN-1286476 | Velacherry Venkateshwara ng | 12.9812 | 80.2136 | M.Jothi, No.8A, MGR nagar, 2nd cross street, Velachery,Chennai-42 | CHN2949 | Vodafone | Chennai | RT Tower
IN-1287648 | Sirukalathur (Ct) | 12.9946 | 80.0767 | R.Loganathan,4/113,EVR Street,Sirukalathur Post Chennai-69 | CHN 2783 | Vodafone | Chennai | GBT
IN-1279881 | Madipakkam18 | 12.9648 | 80.1971 | MR.P.MADHAVAN ,NO.4,VELACHERY MAIN ROAD, | CHM2320 | Airtel | Chennai | RT Tower
IN-1284994 | Kadhirvedu (Ct) | 13.1483 | 80.2032 | Mr.Baskar,N0.12,2nd Street,Rasi Nagar,Kadhirvedu,Chennai-66 | CHN2775 | Vodafone | Chennai | RT Pole
IN-1285000 | Tharapakkam (Og) | 12.9945 | 80.1284 | M.Thulasi Narayanan | CHN2784 | Vodafone | Chennai | GBT
IN-1285016 | Pallikaranai | 12.9291 | 80.1976 | T.Velrajan, O.No.29, New No.12, Bharathidasan 4th Cross st, Pallikaranai, ChENNAI-600100 | CHN2852 | Vodafone | Chennai | RT Tower
IN-1285019 | Nookampalayam Rd, Medavakkam | 12.9038 | 80.1978 | No:4/65,Mettu street, | CHN2850 | Vodafone | Chennai | RT Tower
IN-1285080 | Madambakkam | 12.8981 | 80.1647 | 630/6, Nothancheri Main Road, Nothancheri , madambakkam, Chennai 126 | CHN2857 | Vodafone | Chennai | RT Tower
IN-1285096 | Nadukuthagai (Ct) | 13.1299 | 80.0406 | Plot No:22, Vidya Nagar, Nadukuthagai,Thirunndravur, Poonthamallee TK, Thiruvallur DT Chennai 602024 | CHN2792 | Vodafone | Chennai | GBT
IN-1285118 | Adhanur | 12.8728 | 80.0481 | R.Selvasumathy,No.112 MG nagar part -11, Adhanur road, Adhanur village,Urapakkam,Chennai-603202 | CHN2807 | Vodafone | Chennai | GBT
IN-1285119 | Gudalore | 12.8093 | 80.044 | P.Rajeshwari w/o Ponnusamy,Vallanchery Road,Ninakarai Village,Chennai-603203 | CHN2809 | Vodafone | Chennai | GBT
IN-1285126 | RMZ Back Side | 12.9728 | 80.2372 | C Annadurai No 346 Thiruvalluvar st Ambedkar Puratchi nagar | CHN2818 | Vodafone | Chennai | RT Tower
IN-1285160 | Nallur (Ct) | 13.2154 | 80.1595 | No. 3/220 chellai amman koil street nallur village Cholavaram village Chennai - 67 | CHN2767 | Vodafone | Chennai | GBT
IN-1285250 | Karumariamman nagar | 13.01 | 80.1534 | D.Chandiran, Survey No-418,Anna Street,Kolapakkam,Chennai-600122,Ph-9087632500 | CHN2879 | Vodafone | Chennai | GBT
IN-1286467 | Max Worth Nagar_Mugalivakkam | 13.0168 | 80.1486 | R.Sivakumar,No-23A,MRK Nagar,Kolapakkam Village,Kolapakkam,Chennai-600056 | CHN2940 | Vodafone | Chennai | RT Tower
IN-1286468 | Periyar Nagar -Thangvel st | 13.1228 | 80.2272 | P Parasuraman,No:-19/9,Devaki Ammal Cross Street,Vetri Nagar,Chennai-600082 | CHN2941 | Vodafone | Chennai | RT Tower
IN-1286479 | Anna Nagar-VOC Main Rd | 13.092 | 80.2283 | S.Thangavel, No-39, old No-12A,Sholaiamman koil st,Ayanavaram,Chennai-23,Ph-9444452355 | CHN2891 | Vodafone | Chennai | RT Tower
IN-1286561 | RATAN BAZAAR | 13.0872 | 80.2805 | Mr. S.PONNUSAMY, P.M.S Plaza , No-18 Deva raj mudali street, poonga nagar Chennai | CHN 2476 | Vodafone | Chennai | RT Tower
IN-1006816 | Gopalapuram2 | 13.0513 | 80.2558 | KRUPAM COURT,#364,(OLD 210), AVVAI SHANMUGAM RD., CHENNAI-86 | CHN099 | Vodafone | Chennai | RT Tower
IN-1006532 | Kasi Chetty St | 13.0901 | 80.2812 | NO 9, KASI CHETTY STREET, CHENNAI - 10 | CHN478 | Vodafone | Chennai | RT Pole
IN-1285261 | AVM Avenue_Virugambakkam | 13.0529 | 80.1945 | plot no.44, Venkatesh nagar, main road virugambakkam chennai 600092 | CHN2871 | Vodafone | Chennai | GBT
IN-1285091 | Irandankattalai (Og) | 12.9987 | 80.1191 | D.Srimen s/o K.Dhana sekaran Survey No-17/6,Bajanai Koil Street,Irandankattalai,Chennnai-600122,Ph-9840904778 / 9380099884 | CHN2787 | Vodafone | Chennai | GBT
IN-1286475 | Ayyapakkam barathi St | 13.0918 | 80.1422 | R Chandra Mohan,No:-10,Andavar Street,Sivasakthi Nagar,Ayyapakkam,Chennai-600077 | CHN2948 | Vodafone | Chennai | GBT
IN-1285144 | Sai Sathya Nagar Guduvancheri | 12.8459 | 80.0683 | No.38, Amsa Nagar, Nandivaram, Guduvancherri, Chengalpet | CHN2834 | Vodafone | Chennai | RT Tower
IN-1278786 | Kattankulathur | 12.8047 | 80.0394 | MRA.KASI. NO:32,PALLAR STREET | CHN2375 | Vodafone | Chennai | GBT
IN-1284996 | Varadarajapuram (Og) | 13.0483 | 80.0797 | 1/67,Kamaraj Street,Varadarajpuram,Chennai-600123 | CHN2778 | Vodafone | Chennai | RT Tower
IN-1288974 | Parrys_Walltax road | 13.0953 | 80.2755 | Mr.K.K.Senniappan,No.48,Wall Tax Rd,Chennai-79 | CHN3007 | Vodafone | Chennai | RT Pole
IN-1278808 | Meenakshiamman nagar | 13.0544 | 80.1714 | D.No 26, Krishnanagar, 3rd Main Road, Maduraivoyal Chennai 600095 | CHN2372 | Vodafone | Chennai | RT Tower
IN-1286574 | Govindappa Naicken street 2 | 13.0933 | 80.2818 | Mrs.Vasantha, w/o S.Uttam Chand,No-33,Anna Pillai St,Chennai-1 | CHN2450 | Vodafone | Chennai | RT Pole
IN-1279499 | Kathipara JN2 | 13.0072 | 80.2065 | A.M.Ganesh,AMG Towers,NO 28, LAWYER JEGANATHAN STREET,ALANDUR,Chennai-600016 | CHM2323 | Airtel | Chennai | RT Pole
IN-1285013 | Thailavaram_Guduvancherry | 12.8408 | 80.0426 | SAYEDHURABIYA 3/409 ANNA STREET, VALLALAR NAGAR GUDUVANCHERY MADAMBAKKAM VIA CHENNAI | CHN2855 | Vodafone | Chennai | RT Tower
IN-1285141 | Rajiv Gandhi Nagar _Kandigai | 12.8483 | 80.1411 | K. Samundeeswari No.24, Muthumariamman koil street Melakottaiyur ch-127 9444916161/9962825788 | CHN2831 | Vodafone | Chennai | GBT
IN-1285161 | Tiruvancheri (Og) | 12.8925 | 80.1284 | Plot No.4/A, MAG Promoters Haayargreev Housing, Puthur Village, Chennai 600073 | CHN2803 | Vodafone | Chennai | RT Tower
IN-1288968 | Ponnamallee | 13.0607 | 80.122 | MR. A Razack, No 45, Mudichathamman koil st, Thiruverkadu Road, Sennerkuppam chennai 56 | CHN2994 | Vodafone | Chennai | GBT
IN-1288971 | Thiruv Sakthi puram-2nd | 13.1781 | 80.3097 | Plot no 24 thiruvallur nagar, wimco nagar chennai 600057 | CHN2999 | Vodafone | Chennai | RT Pole
IN-1288981 | Thiruv-Padma Nagar | 13.1543 | 80.2964 | Mr.A.Shankar,No.66/50,West Mada St,Kaladipet,Thiruvottiyur,Chennai-19 | CHN2996 | Vodafone | Chennai | RT Tower
IN-1289283 | Hastinapuram_Ramanar st | 12.9254 | 80.1395 | No 238/1 Eeswari nagar Extn sellyur Chennai 600073 | CHN3071 | Vodafone | Chennai | RT Tower
IN-1285369 | Angappa naicken street | 13.0944 | 80.2904 | OLD NO 84 NEW NO 173 ANGAPPA NAICKEN STREET OPP MASZID E MOOR CHENNAI 01 | CHI1258 | Airtel | Chennai | RT Pole
IN-1285131 | Vengaivasal Main Rd, Vengaivasal,? | 12.9146 | 80.1697 | K.Shakila, No.2/153, Santhosapuram, Vengaivasal, Chennai 600073 | CHN2822 | Vodafone | Chennai | RT Tower
IN-1288987 | Parrys_Sirinchi st | 13.0846 | 80.2775 | No1 Thanja Murugappa chetty st.AVG House, Park town | CHN3004 | Vodafone | Chennai | RT Pole
IN-1288972 | Washermenpet-Sanjeev | 13.1211 | 80.2912 | Mr.ONP.Nalla Thambi,No.35/44,Balu Mudalai St, Old Washermenpet,Chennai-21 | CHN3000 | Vodafone | Chennai | RT Pole
IN-1288976 | Pallikaranai_VGP nG | 12.9437 | 80.2048 | No.16, 5th Cross Street, Rajesh nagar, Pallikaranai Village, Chennai 600100 | CHN3010 | Vodafone | Chennai | RT Tower
IN-1288015 | KOYAMBEDU METRO STATION | 13.073 | 80.1951 | oyabmedu, Chennai | CHM2440 | Airtel | Chennai | RT Pole
IN-1288017 | CMBT METRO STATION | 13.0682 | 80.2036 | CMBT CMRL Station, Koyabmedu, Chennai | CHM2441 | Airtel | Chennai | RT Pole
IN-1288018 | ARUMBAKKAM METRO STATION | 13.0618 | 80.2118 | Arumbakkam CMRL Station, Koyabmedu, Chennai | CHM2442 | Airtel | Chennai | RT Tower
IN-1288024 | ALANDUR METRO STATION | 13.0037 | 80.2011 | Next to Kathipara Bridge,Alandur | CHM2446 | Airtel | Chennai | RT Pole
IN-1288975 | Parrys_Perumal kovil st | 13.0962 | 80.2767 | Mrs K Laksmi ,K Sopna,K Karthick,K Subbulaksmi, No 9/17 anna pillai street 1st lane Sowcarpet,chennai 600079 | CHN3008 | Vodafone | Chennai | RT Pole
IN-1288979 | Guduvancherry_Sriram Shankarai | 12.8157 | 80.0798 | No 63 Kannagi Cross Street Thanga Puram Moolakalani perumattunallur chennai 603202 | CHN3013 | Vodafone | Chennai | RT Tower
IN-1288984 | Hastinapuram_Lake | 12.9322 | 80.1443 | Plot No:A, No.19, Pamban Swamigal Salai, Dayagar Avenue, Chitlapakkam, Chennai 600064 | CHN3070 | Vodafone | Chennai | RT Tower
IN-1290916 | Foxen St_perambur | 13.111 | 80.2364 | No.78, Veenus market street, Perambur, Chennai 600011 | CHN3148 | Vodafone | Chennai | RT Tower
IN-1072056 | Arevam | 12.9746 | 80.1524 | 19/1,GST ROAD,PALLAVARAM,CHENNAI | CHI468 | Airtel | Chennai | RT Pole
IN-1286466 | Womens Ind est-Avadi | 13.1851 | 80.123 | o.156,Womens SIDCO industrial estate,Thirumullaivoyal,Kattur village,chennai-62 | CHN2939 | Vodafone | Chennai | RT Tower
IN-1290441 | Gilli St -Parrys | 13.0994 | 80.2889 | Mr.Selva mageshwara raj,G.P.Mansion,Ramasami St,mannady,Ch-01 | CHN3001 | Vodafone | Chennai | RT Pole
IN-1288978 | Perumbakkam_Movendar st | 12.9032 | 80.195 | S.No.429/6, No.5/238,Pasumpon Nagar, Veeramamuni Street, Perumbakkam, Chennai 600100 | CHN3012 | Vodafone | Chennai | RT Tower
IN-1288980 | Guduvancherry_Lancor | 12.8197 | 80.0787 | PLot No:65, Gandhi Nagar, Perumattu Nallur Village, Chengulpet Tk, Kanchipuram Dt , Chennai 603202 | CHN3014 | Vodafone | Chennai | GBT
IN-1282445 | Maduravayal,near college road | 13.063 | 80.1532 | Survey No. 105/2 door no.63 Adyalampattu gramam | CHN2632 | Vodafone | Chennai | RT Tower
IN-1285123 | Gowrivakkam North | 12.9267 | 80.1517 | Plot No:22, Door No:10, Neminathan Nagar,Bharathidasan 1st Cross Street, Rajakilpakkam, Chennai 600073 | CHN2813 | Vodafone | Chennai | RT Tower
IN-1285149 | Purva Windermere_Pallikaranai | 12.9273 | 80.1946 | S.No, 132/1/C, S.No.132/1A, Medavakkam Village, Sholinga Nallur TK, Kanchipuram DTChennai 600100 | CHN2840 | Vodafone | Chennai | GBT
IN-1286958 | Pudupakkam Villiage | 12.8086 | 80.2009 | No.1/200, Perumal koil Street, Puduppakkam, Chennai 603103 | CHN2966 | Vodafone | Chennai | RT Tower
IN-1288983 | Vepery High road | 13.0851 | 80.2686 | 118/1, vepery high road Periamet Chennai - 600003 | CHN3009 | Vodafone | Chennai | RT Tower
IN-1289196 | AYANAVARAM10 | 13.1006 | 80.2345 | Mr.Kamesh No:9/1,pallaiyakarar street,Ayyanavaram,Chennai - 600023 No:9/1,pallaiyakarar street,Ayyanavaram,Chennai - 600023 | CHN 2937 | Vodafone | Chennai | RT Tower
IN-1290915 | Kodi_kalimagal St | 13.1314 | 80.2451 | No.636, Gandhi Nagar, 6th street, Kodiangayur Ch-118 | CHN3147 | Vodafone | Chennai | RT Tower
IN-1291242 | Kondithope2 | 13.1009 | 80.2773 | Mr.Ganesh,No.3/4,Telegraph Abbay ,Golden Hills Lane,Kondithope,Chennai-79 | CHM2416 | Airtel | Chennai | RT Pole
IN-1288026 | EKKADUTHANGAL METRO STATION | 13.0171 | 80.2052 | EKKADUTHANGAL RAILWAY STATION,EKKADUTHANGAL,CHENNAI-97 | CHM2445 | Airtel | Chennai | RT Pole
IN-1288977 | Medavakkam_RWD PALM | 12.9123 | 80.1881 | Plot No.7, Gayathri Nagar , Medavakkam, Chennai 600100 | CHN3011 | Vodafone | Chennai | RT Tower
IN-1282880 | SHOLINGANALLUR21 | 12.8728 | 80.2078 | Mr.T.Joseph Manoharan, Plot No.30, Balaji Nagar 6th Avenue, Thalambur High Road, Thalambur Village, Chennai 600113 | CHM2362 | Airtel | Chennai | RT Tower
IN-1290442 | Parrys Corral merchant | 13.0984 | 80.2896 | No.41/79, Coral merchant street, Manady Chennai 600001 | CHN3002 | Vodafone | Chennai | RT Tower
IN-1291051 | Sollinganalur JNC | 12.9009 | 80.2273 | Survey No.494/1A, Plot No.5, Medavakkam Road, Sholinganallur Village, Chennai 600119 | CHN4133 | Vodafone | Chennai | RT Tower
IN-1291455 | PUZHAL8 | 13.1765 | 80.1964 | No 515 Kamber st Balaji nagar Thandalkazhani Puzhal | CHM2381 | Airtel | Chennai | RT Tower
IN-1291531 | Westmambalam2 | 13.0495 | 80.221 | K.P.Kalayanakumar, No.5/3, 6th Street, Kamaraj Colony, Kodambakkam,Chennai-24 | CHM2525 | Airtel | Chennai | RT Tower
IN-1292902 | REDHILLS 3 | 13.2108 | 80.1704 | A.S.Malarvizhi, Plot No.96, Door No.389 A, 1st main Road, Marudupandiyar Nagar, Padiyanallur, Red Hills, Chennai 600052 | CHN2722 | Vodafone | Chennai | RT Tower
IN-1293262 | SRM LADIES HOSTEL,POTHERI | 12.8209 | 80.0446 | SRM UNIVERSITY,LADIES HOSTEL,AVVAIYAR BLOCK,POTHERI,CHENNAI-603 203 | CHM2519 | Airtel | Chennai | RT Pole
IN-1293264 | SRM HOSPITAL HOSTEL,POTHERI | 12.8222 | 80.0481 | SRM UNIVERSITY,HOSPITAL-E BLOCK,POTHERI,CHENNAI-603203 | CHM2520 | Airtel | Chennai | RT Pole
IN-1293268 | SRM DENTAL COLLEGE,POTHERI | 12.8251 | 80.0477 | SRM UNIVERSITY,DENTAL COLLEGE,POTHERI,CHENNAI-603203 | CHM2521 | Airtel | Chennai | RT Pole
IN-1286575 | Anna Adarsh College -2 | 13.0788 | 80.213 | No.15,Bajanai koil st,Naduvankarai,Anna Nagar,Chennai - 600040 | CHN 2359 | Vodafone | Chennai | GBT
IN-1292674 | VGP Prabhu Nagar, Medavakkam | 12.9099 | 80.2012 | S.No.60/7, Jalladanpettai Village, Tambaram Taluk, Kanchipuram DT, Chennai 600100 | CHN 2849 | Vodafone | Chennai | GBT
IN-1292905 | Mel Ayanambakkam | 13.08 | 80.1509 | Mr.A.G.Nagarajan, No.28/41, Vellalar Street, Ayanambakkam Village, Chennai 600095 | CHN2379 | Vodafone | Chennai | RT Tower
IN-1294284 | Mangadu | 13.03 | 80.1179 | Mr.I. Robert Suresh, Plot No.35, Balaji Avenue, Ambal Nagar, Mangadu, Chennai 600122 | CHN 2683 | Vodafone | Chennai | RT Tower
IN-1285138 | Vel's Srinivasa College Of Engineering & Technology_Thalambur | 12.8466 | 80.1991 | 2/159, Vels College Road, Thalambur, Navaloor PO,Chennai 603102 | CHN2828 | Vodafone | Chennai | GBT
IN-1292904 | PULLIANTHOPE | 13.0934 | 80.2666 | B.Marimuthu, No.49, Periathambi Street, Choolai, Chennai 600112 | CHN2413 | Vodafone | Chennai | RT Tower
IN-1285152 | Sakthi nayakar Nagar, Okkiyam Thuraipakkam | 12.9323 | 80.2475 | K.Palani No.5, 2nd Avenue, Brindavan nagar | CHN2843 | Vodafone | Chennai | RT Tower
IN-1293218 | SYLVAN COUNTY -RESIDENTIAL APARTMENT | 12.73 | 80.0005 | Plot No.28, Power House Building, behind Canopy, Mahindra World City 603 002 | CHM2518 | Airtel | Chennai | RT Tower
IN-1293219 | Mookambigai Nagar | 12.9257 | 80.0941 | V.Baskar Rajapaul, Plot No.49, Gandhi Street, Mookambiga Nagar Extn, Tambaram Village, West tambaram, Chennai 600045 | CHM2539 | Airtel | Chennai | RT Tower
IN-1293240 | Alaiamman nagar | 12.9518 | 80.2062 | S.Raghupathy, Plot No.176, 8th main Road, Ram Nagar South Extn, Pallikaranai, Chennai-100 | CHM2541 | Airtel | Chennai | RT Tower
IN-1293246 | Thirumalai Nagar | 12.9384 | 80.1568 | K. Dhanasekar , No.6, Manigandan Nagar, Hastinapuram, Chennai -600044 | CHM2542 | Airtel | Chennai | RT Tower
IN-1293251 | Murthy Nagar | 13.0475 | 80.1411 | R.RAMACHANDRAN,PLOT NO.102 PERUMAL KOIL STREET, THIRU VI KA NAGAR, THUNDALAM, PORUR CHENNAI 600116,9600111657 | CHM2545 | Airtel | Chennai | GBT
IN-1294206 | Madurai Meenakshipuram Rd, Godavarinagar, Urapakkam | 12.8626 | 80.0841 | Mrs.R.Kathijabi PLot No 13, Cauvery Nagar, Iyanchery Village Urapakkam Kanchipuram Dt | CHN 2856 | Vodafone | Chennai | RT Tower
IN-1288022 | VADAPALANI METRO STATION | 13.0511 | 80.2119 | Vadapalani CMRL Station | CHM2443 | Airtel | Chennai | RT Tower
IN-1285146 | Pilayar Koil St_Dharkast Rd | 12.9425 | 80.0716 | Mr.Zornas,No 3/24, Swami Anthiyaar Street. Dhargas Village, Dharkas Chennai 600044 | CHN2836 | Vodafone | Chennai | GBT
IN-1284989 | Ennore | 13.2489 | 80.3204 | North Chennai Thermal power station, Athipet, Chennai 600120 | CHN2771 | Vodafone | Chennai | GBT
IN-1290566 | St.Peters Engineering College | 13.1119 | 80.1196 | St.Peters Engineering College | CHN2585 | Vodafone | Chennai | GBT
IN-1294823 | IAF Road Selaiyur | 12.9115 | 80.1371 | No.67, IAF Road, Selaiyur, Chennai 600073 | CHN 3230 | Vodafone | Chennai | RT Tower
IN-1291327 | TVH LUMBINI SQUARE,PURASAWAKKAM | 13.0881 | 80.2498 | Tower -3 NO.127-A,BRICKLINROAD,PURASAWAKKAM,CHENNAI-84 | CHM2516 | Airtel | Chennai | RT Pole
IN-1295760 | B E colony - Kodambakkam | 13.0563 | 80.2209 | Old No.2, New No.3, 5th Cross Street, Bharatheswaran Colony, Kodambakkam, Chennai 600024 | CHN 2339 | Vodafone | Chennai | RT Tower
IN-1296127 | Luminus prasaivakkam | 13.0881 | 80.2498 | lUMINUS PRASAIVAKKAM | CHN3259 | Vodafone | Chennai | RT Pole
IN-1286474 | Ashok Ng-Jayashankar st | 13.0372 | 80.2227 | Mr.M Sathishkumar, No.12/37, Ramakrishnapuram, 3rd Street, West Mambalam, Mambalam Village, Chennai 600033 | CHN2947 | Vodafone | Chennai | RT Tower
IN-1296404 | KADAPERI4 | 12.9334 | 80.1235 | No.3, Luthern Church Street, Kadapperi Village, West Tambaram, Chennai 600045 | CHM2646 | Airtel | Chennai | RT Tower
IN-1297021 | KALASHETRA COLONY9 | 12.9931 | 80.2627 | Mr.D.Saravanan, 20/56A,Nethaji Street, Lakshmipuram, Thiruvanmiyur, Chennai 600041 | CHM469 | Airtel | Chennai | RT Pole
IN-1285105 | Thiruneermalai (Tp) | 12.9584 | 80.117 | S.Sadasivam,No-13,Sivaraj Street,Tiruneermalai-Chennai-600044,Ph-9790924072 | CHN2799 | Vodafone | Chennai | GBT
IN-1286477 | CHOOLAIMEDU-Gill Nagar | 13.063 | 80.2248 | New No.79, Bajanai Koil Street, Choolaimedu, Chennai 600097 | CHN2922 | Vodafone | Chennai | RT Pole
IN-1295757 | Parrys_Auddiappan st | 13.093 | 80.2778 | No.1, General Muthiah Mudali Street, Sowcarpet, Chennai 600079 | CHN 3006 | Vodafone | Chennai | RT Pole
IN-1285251 | Radha Nagar Perumbakkam | 12.9026 | 80.1905 | G Alamelu, Plot No.4 A, Diamand Colony, Vengaivasal Village, Chennai 600100 | CHN2880 | Vodafone | Chennai | GBT
IN-1296617 | BRINDAVAN NAGAR6 | 12.9849 | 80.2047 | P.Sivalinga Dinakar, No.4/8B, Mahalakshmi Nagar 1st Cross Street, Adambakkam, Velachery Village, Chennai 600068 | CHM2290 | Airtel | Chennai | RT Tower
IN-1296403 | TONDAIRPET14 | 13.1289 | 80.2903 | Arihant Galaxy Apartment Flats Owners Association No 645 TH High Rd Tondiarpet Chennai | CHM2645 | Airtel | Chennai | RT Pole
IN-1298494 | MUDICHUR10 | 12.9198 | 80.076 | Plot No.82, Amudham nagar, Mudichur, Chennai 600048 | CHM2544 | Airtel | Chennai | RT Tower
IN-1295758 | Anna Nagar - Depo | 13.0941 | 80.1999 | No.529, I Block, 4th Street, Anna Nagar, Chennai 600040 | CHN 2574 | Vodafone | Chennai | RT Pole
IN-1297908 | CHN_Rehills_Gandhi_Nagar | 13.1934 | 80.1572 | K Geetha, Plot No.222 , 3rd Main Road, Eswaran Nagar, Red Hills, Chennai 600052 | ICHN2202 | Idea | Chennai | RT Tower
IN-1282446 | Mullima nagar,3rd trust cross street | 13.0277 | 80.2723 | MR.ramasamy, No.33, Second Trust Main Road, Mandavelipakkam, Chenna 600028 | CHN2633 | Vodafone | Chennai | RT Pole
IN-1299580 | Annai Therasa Nagar_Gerugambakkam | 13.0118 | 80.1583 | Mr.K.C.Rathinavelu, S/O.K.Chinnakulanthai, No.3/141A, Anna Main Road, 79, Kolappakkam, Chennai 600128 | CHN2845 | Vodafone | Chennai | RT Pole
IN-1296978 | Pudupet | 13.0676 | 80.2644 | M.Amudha,C/o, Anand, No.3, Dr.Shukkur street, Pudupet, Chenni-600002 | CHN3281 | Vodafone | Chennai | RT Pole
IN-1297086 | PLEASANT DAY6 | 13.0273 | 80.0161 | SAVEETHA UNIVERSITY,THANDALAM,SRIPERUMBUR-TK,KANCHEEPURAM-DIST | CHM2787 | Airtel | Chennai | GBT
IN-1300059 | TRUST STREET4 | 13.0571 | 80.2238 | No.66/81, 7th Cross Street, Trustpuram, Kodambakkam, Chennai-24 | CHM2950 | Airtel | Chennai | RT Tower
IN-1300224 | Indra Nagar South | 12.994 | 80.2525 | Door No.19, 3rd Avenue, Indira Nagar, Thiruvanmiyur, Chennai -600020 | CHN2597 | Vodafone | Chennai | RT Tower
IN-1299652 | Tiruporur6 | 12.7201 | 80.1867 | No.13, School Street, Kalavakkam, Thirporur-603110/ site-police Quarters, chengalpet-Mahabalipuram road, thiruporur-603110 | CHM2435 | Airtel | Chennai | RT Tower
IN-1299985 | KOVILPADAGAI8 | 13.1618 | 80.1303 | No.10, Pilayar Kovil street, Aarikambedu, Vellanur post, Chennai-62 | CHM2958 | Airtel | Chennai | GBT
IN-1297568 | Gurkambakkam | 13.0158 | 80.144 | Mr.A.Kothandan, Plot No.18A, Lakshmi Nagar 2nd Cross Street, Kurinji Street, Gerugambakkam, Chennai 600128 | CHN3288 | Vodafone | Chennai | RT Tower
IN-1299578 | Villivakkam Sidco-40th Street | 13.1096 | 80.2015 | Mr.Hari Brahman, No.32/56, Nehru Nagar, Villivakkam, Chennai 600049 | CHN2944 | Vodafone | Chennai | RT Pole
IN-1299690 | KOVILAMBAKKAM12 | 12.9318 | 80.1813 | Mr.P.Shanmugavel, S/o, Mr.K.Pandian, No.1094, Gandhi Street, Periyar Nagar, Medavakkam, Chennai 600100 | CHM2578 | Airtel | Chennai | RT Tower
IN-1299994 | KATTANGULATHUR7 | 12.8048 | 80.0323 | No.1, Kannadasn Street, Iswariya Nagar extn, neanakarai-603203 | CHM2970 | Airtel | Chennai | RT Tower
IN-1299894 | KODUNGAIYUR19 | 13.1369 | 80.2433 | No.149/61, Part-I, Kamarajar Salai, Kodungaiyur, Chennai-117 | CHM2945 | Airtel | Chennai | RT Tower
IN-1299705 | SIRUSERI11 | 12.8231 | 80.2043 | V Sundaram, SF no 130/213, Beside Road of LXT eden park, Siruseri - 603103 | CHM2885 | Airtel | Chennai | GBT
IN-1299656 | GOWRIWAKKAM8 | 12.9166 | 80.1616 | Tellus Avenue, 5th Cross st, Annai - Indiragandhi Street, Chennai - 73 | CHM2485 | Airtel | Chennai | RT Pole
IN-1299987 | PONMAR6 | 12.8391 | 80.1709 | V.Sundar S.kalidoss, 12/3 Policiuyng road, Mambakkam Chennai-48 | CHM2964 | Airtel | Chennai | RT Tower
IN-1299851 | KORATTUR-ELLIYAMMAN NAGAR | 13.1136 | 80.187 | Plot No.19, Ragavendra nagar Extn, 5th Main road, Elliyamman nagar, 2nd Cross Street, Korattur, Chennai-76 | CHN3300 | Vodafone | Chennai | RT Tower
IN-1299692 | SHOLINGANALLUR24 | 12.8613 | 80.2274 | W/o V.Dhinakaran, Old no.1/111, New No.1/170, Sardar patel Salai, Chemmancherry, Chennai-600119 | CHM2879 | Airtel | Chennai | RT Tower
IN-1303667 | Leman Tree | 13.0112 | 80.2246 | Sardar Patel Road ,Guindy, chennai | CHN3355-OD | Vodafone | Chennai | RT Pole
IN-1299893 | GUDUVANCHERI17 | 12.8387 | 80.0548 | No.25, Kk Nagar, 1st main Road, GST Road, Guduvancherry, BATA Show Room Bulding, Chennai-603202 | CHM2967 | Airtel | Chennai | RT Tower
IN-1299899 | GOWRIVAKKAM17 | 12.9327 | 80.1634 | No.01, Jeyandhra nagar Main Road, Chembakkam, Hasthinapuram, Chennai-73 | CHM2959 | Airtel | Chennai | RT Tower
IN-1299903 | MADAMBAKKAM21 | 12.8991 | 80.157 | Mr.Puviyarasan , No.43, Rajammal Nagar, 2nd Main Road, Madambakkam, Chennai -600126 | CHM2962 | Airtel | Chennai | RT Tower
IN-1299916 | MUDICHUR14 | 12.921 | 80.0785 | Old no.108, New no.29, Survey no.3/1B, Mudichur village, Perungalathur, Chennai-600063 | CHM2971 | Airtel | Chennai | GBT
IN-1299977 | PUDUPETTAI4 | 13.0684 | 80.268 | no.1/10, Ellapan Street, 1st lane, pudupet, chennai02 | CHM2942 | Airtel | Chennai | RT Tower
IN-1299979 | POTHERI12 | 12.7923 | 80.0933 | S/o, Govindan, No.1, Rajiv Gandhi Street, Pandur Vill, Kannivakkam Po, Kanchipuram-603202 | CHM2956 | Airtel | Chennai | GBT
IN-1299980 | CHOLAVARAM4 | 13.2514 | 80.1462 | K.Venkatesan,s/o Kakkiyan,2/311 Karumari ammakovil street,108Athur village, Sholavaram PO,Ponneri TK,Thiruvallur Dist,chennai -600067 | CHM2957 | Airtel | Chennai | GBT
IN-1299990 | GUDUVANCHERI18 | 12.8229 | 80.0773 | No.23, Selvinagar, Peraumattunallur,Nandnivam, Guduvancheri, Chengalpet Taluk, Kanchipuram Dist-603202 | CHM2968 | Airtel | Chennai | RT Tower
IN-1299996 | VANDALUR12 | 12.8996 | 80.0649 | W/o, S.P.Balu, Plot No.107, Shanmuga Nagar, 10th Street, Mudichur road, Chennai-600048 | CHM2972 | Airtel | Chennai | RT Tower
IN-1301046 | MUNGALIVAKKAM10 | 13.0257 | 80.1591 | No.10, Udaya Nagar Extn, Manikandan 2nd Street, Porur, Chennai-116 | CHM2715 | Airtel | Chennai | GBT
IN-1301051 | BHARAT ENG COLLGE7 | 12.8966 | 80.1412 | T. Ramesh Flat no 1 ESIC Nagar,Agaram main road, Thiruvancheri, Sealyur, Chennai 73 | CHM2487 | Airtel | Chennai | RT Tower
IN-1303854 | Neelamangalam Potheri | 12.8203 | 80.0276 | Plot 40 A, Southern County Cheshire Street, Kattankulathur , Chennai 603203 | CHN3360 | Vodafone | Chennai | RT Tower
IN-1303859 | Manmangalam Porur | 13.0225 | 80.1502 | Plot No.1, Sivaji Nagar, madanandhapuram Main Road, Chennai-600125 | CHN3307 | Vodafone | Chennai | RT Tower
IN-1296661 | ANNA NAGAR 4TH AVENUE | 13.081 | 80.2152 | Mrs.S.Venkadamani, Door No.AH116, Plot No.3084, AH Block, Anna Nagar, Chennai 600040 | CHN2592 | Vodafone | Chennai | RT Tower
IN-1044183 | Nesapakkam | 13.0394 | 80.1882 | NO,2,V.O.C, STREET, BLN PRASAD NAGARKK NAGAR, CHENNAI - 600 078 | CHM374 | Airtel | Chennai | RT Tower
IN-1261389 | Yercard | 11.7694 | 78.2003 | MR.KUMARESAN, S/O V.LAKSHMANAN, NEAR PROVIDENT HOSPITAL, LADIES SEAT ROAD, YERCARD-636601. 9865264767 | YRCRD3 | Airtel | Tamil Nadu | GBT
IN-1298334 | PERANUR | 12.7397 | 79.987 | Plot no.10, Dagar Nagar, Chettipunniyam village, Chengalpet, Kanchipuram | PERNR2 | Airtel | Tamil Nadu | RT Tower
IN-1297680 | Woraiyur | 10.8277 | 78.6756 | Twinkle Plaza, 72/73, Big Sowrastra Street, Woraiyur, Trichy | TRY216 | Airtel | Tamil Nadu | RT Pole
IN-1301665 | KODAMALAI VILLAGE | 11.3628 | 76.8312 | 242, Ayyapan Colony, Kodaimalai Village, Osatti, Burliar Po, Nilgiri-643102 | 14639 | Vodafone | Tamil Nadu | GBT
IN-1304146 | BEACHROAD | 11.7431 | 79.7762 | S/O R.Parthasarathy, 27/28, Periyar nagar, Beach Road, Cuddalore-607001 | 16369_ | Vodafone | Tamil Nadu | GBT
IN-1304682 | Acharapakkam | 12.4068 | 79.8186 | M.Rajendran, 254/2B, Gst Road, Acharapakkam, Madhurandhagam Tk, Kanchipuram Dt - 603 301 / 04115-223063 | ACPKM3 | Airtel | Tamil Nadu | GBT
IN-1307500 | CHOLAPURAM 3 | 11.0535 | 79.4113 | Mr.M Habeeb Rahman SF No 149/1B, D.No. 76, Main raod, Cholapuram, Kumbakonam , Tanjore DT 612513 | CHLPM3 | Airtel | Tamil Nadu | GBT
IN-1307471 | ERD_Salangapalayam | 11.428 | 77.57 | S.A.Ganesan, No.45, Dam Road, 3rd Street, Salangapalayam, Erode 638455 | IERD0273 | Idea | Tamil Nadu | GBT
IN-1307478 | COM_Sulakkal | 10.7488 | 76.9948 | Mr.S.V.Kanagaraj, SF No.56/1A, Sulakkal , Pollachi TK, Coimbatore - 642110 | ICOM0759 | Idea | Tamil Nadu | GBT
IN-1309192 | Near Ella amman kovil | 11.4965 | 79.7617 | SF.No.243/2, Ariya Nattu Mela Theru, Parangipettai, Chidambram TK, Cuddalore DT-608502 | PNPT11 | Airtel | Tamil Nadu | GBT
IN-1312373 | Somanur Road | 11.0798 | 77.1774 | S/O Periyar Gounder, Near Pillayar Kovil Opp, Thottipalayam, Karavalli Mathappur PO, Somanur, Sulur TK, Coimbatore-641668 | SMNR4 | Airtel | Tamil Nadu | GBT
IN-1311165 | S.Nallur (M) | 11.0894 | 77.3681 | S/o Vardhappa GR, Pudhur Piruvu, Periya Thottam, Ellora Garden, Tirppur-8 | TIR227 | Airtel | Tamil Nadu | GBT
IN-1289027 | Adarsh College - Anna Nagar | 13.0805 | 80.2094 | Mr.K.Anand, No.95, AJ Block 2nd Street, Shanthi Colony, Anna Nagar, Chennai 600040 | CHN2583 | Vodafone | Chennai | RT Pole
IN-1106633 | PULIAMARATHU KOTTAI | 10.5572 | 77.9068 | S.KALIYAPPAN, S/O.SHANMUGASUNDRAM, S.F.NO.408/1.PULIYAMARATHU KOTTAI, OTTANCHATHIRAM, DINDUGUL-624710. PH.9788153325 | PYMTI1 | Airtel | Tamil Nadu | GBT
IN-1061049 | Vikramasingapuram | 8.7142 | 77.3847 | MaRIAPPAN,D.NO 112/2 EAST STREET, VARAMUTTI, KOVILPATTI TALUKA,THOTHUKUDI DIST. Ph : 9865810604 | VSPM2 | Airtel | Tamil Nadu | GBT
IN-1300553 | Oragadam | 12.857 | 79.9423 | APPOLO TYRES LTD, B-25, SIPCOT INDUSTRIAL GROWTH CENTRE, Sriperumbudur-Sriperumbudur koil, Sriperumbudur-602105, 044-37182041-49 | WRGDM7 | Airtel | Tamil Nadu | GBT
IN-1301486 | Sellappampatti | 11.3095 | 78.169 | Rajenthren,S/O.Karuppanna, NO:4/15-1-1, mariamman kovil street, sellappampatti,namakkal-637019 | PUDS2 | Airtel | Tamil Nadu | GBT
IN-1301550 | T.Nagar | 10.775 | 79.6145 | Mrs. R. Nirmala W/O A.P. Rajasekaran, Thiyagaraja Nagar, Vilama, Thiruvarur | TIVR11 | Airtel | Tamil Nadu | GBT
IN-1311325 | Thiruvedagam | 10.001 | 77.9951 | S/O, Seruvalingam, SF.No.138/3, Thenur Chanal Road, Nedungulam Vill, Thachampattu, Thiruvedagam PO, Madurai Nort-625218 | SLVN6 | Airtel | Tamil Nadu | GBT
IN-1313017 | VILANKURUCHI (SAVITRI NAGAR) | 11.0516 | 77.0078 | Mr.C.P.Govindraj,240/1, Jeeva Nagar Extn, Savitri Nagar, Vilankuruchi | CBE558 | Airtel | Tamil Nadu | GBT
IN-1299902 | PALLIKARANAI30 | 12.9312 | 80.2136 | Plot No.30, Malligeswarar nagar, Pallikarnai Chennai-100 | CHM2960 | Airtel | Chennai | RT Tower
IN-1299699 | KOVILAMBAKKAM14 | 12.9396 | 80.1864 | No.8/388, sathya nagar 3rd street,S.kolathur, Kovilambakkam, chennai-600129 | CHM2880 | Airtel | Chennai | RT Pole
IN-1311813 | CHN_Visweshwaran_Iyer_St | 12.841 | 80.0547 | No.7, Ramadass St, Yesupatham Nagar, Guduvancheri, Chennai-603202 | Idea-ICHN2292 | Idea | Chennai | RT Tower
IN-1313414 | KOVILAMBAKKAM16 | 12.9387 | 80.1787 | S/o Govindasamy, Old No.1/180, New No.2/21, Bavani Complex, Elumalai Road, Nanmangalam, Chennai-600129 | CHM3440 | Airtel | Chennai | RT Pole
IN-1313004 | GUDUVANCHERY21 | 12.839 | 80.0641 | No.31,Nellikuppam Main Road,State bank of Travancore,Krishnapuram,Gudvancherry, Chennai-202 | CHM3397 | Airtel | Chennai | RT Tower
IN-1031688 | Kajamalai (V) | 10.7759 | 78.6936 | P. Karuppaiya, No.1/5C, Pkr Plaza, Main Road, Kajamalai, Trichy - 23. | 6385 | Vodafone | Tamil Nadu | RT Tower
IN-1301684 | Rajagopalapuram | 10.3724 | 78.8121 | rajagopalapuram, Main raod, 3rd street,622003 | PDKT23 | Airtel | Tamil Nadu | RT Tower
IN-1302527 | GUDIYATHAM | 12.9526 | 78.8705 | Mr.M.A.Parandhaman, No.23//2B, Nethaji Street, Pichanoor, Gudiyatham, Vellore 632 602. | GDHM18 | Airtel | Tamil Nadu | GBT
IN-1307470 | TNJ_Pampapadaiyur | 10.9276 | 79.3558 | SF.No.222/7A, Near Samathvapuram, Marutyhanallur Road, Thathankuzhi, Mukaityur, Pambappadaitur-612703 | ITNJ0169 | Idea | Tamil Nadu | GBM
IN-1307585 | Brammakundam | 11.99 | 78.9284 | 7/6, Brammagundam, sankarapuram Villupuram-605702 | BRMKM1 | Airtel | Tamil Nadu | GBT
IN-1310013 | Makkinampatti (Ct) | 10.6471 | 77.031 | S/o muthusamy, Vaalai Thottam, Uratchi Ondriam Uiyar Nillai palli, Back Side Thottam, Makkinampatti PO,Pollachi, Coimbatore-642103 | MKNPT2 | Airtel | Tamil Nadu | GBT
IN-1311168 | Atthupalayam | 11.1571 | 77.3263 | 3/19, Nachimuthu Gounder Thottam, Athupalayam, Thirrupur | TIRM01 | Airtel | Tamil Nadu | GBT
IN-1310821 | Kattuputhur | 10.9957 | 78.2178 | SF.No.86/8, Pallivasal Street, Kattu Puthur PO, Trichy-621207 | KTPTR2 | Airtel | Tamil Nadu | GBT
IN-1312367 | VLM_Gingee2 | 12.2531 | 79.4134 | S/O Perumal, SF.No. 197/5, 6th Cross St, Thiruvannamalai Road, Gingee, Villupuram-604202 | Idea-IVLM0195 | Idea | Tamil Nadu | RT Tower
IN-1311146 | Dharmapuri (M) | 12.1171 | 78.165 | Mr.G.Raja, S.No.276, Annasagaram, yasaman Street, Mariyamman Koil Road,Dharmapuri - 636704 | DPI25 | Airtel | Tamil Nadu | GBT
IN-1311160 | Nallaganakothapalli | 12.6731 | 77.9963 | Addraganapalli Vill, Near Power Grid, Shoolagiri PO, Hosur TK | SULGR4 | Airtel | Tamil Nadu | GBM
IN-1311173 | Kakkalur (Ct) | 13.1373 | 79.9144 | S/o Ramachandran, Plot No.501, MIG Type, SF.No.192/2, Kakkalur Village, Thiruvallur DT-602001 | TVLR40 | Airtel | Tamil Nadu | RT Tower
IN-1007105 | Madipakkam South | 12.9611 | 80.1874 | NO 7, GANESH NAGAR 3RD STREET, MEDAVAKKAM MAIN ROAD, CHENNAI 600 117 | CHN705 | Vodafone | Chennai | RT Tower
IN-1044241 | Puzhal 2 | 13.1763 | 80.1965 | NO.639, GNT ROAD, THANDAL COLONY, PUZHAL, CHENNAI-66 | CHM694 | Airtel | Chennai | RT Tower
IN-1308231 | Valasaravakkam10 | 13.0398 | 80.17 | 138 , arcot road, valasaravakam, Chennai-87 | CHM2179 | Airtel | Chennai | RT Tower
IN-1043704 | Moorst Street4 | 13.0943 | 80.2909 | NEW NO.51, OLD NO. 24, MOORE ST. PARRYS, CHENNAI ? 600 001 | CHI247 | Airtel | Chennai | RT Pole
IN-1310010 | Angappa College | 10.8935 | 76.9881 | S/o, Krishnasamy, SF.No.384/1, Bodipalayam, Seerapalayam, Coimbatore-641105 | OKLM5 | Airtel | Tamil Nadu | GBT
IN-1311627 | THURAIPAKKAM20 | 12.9425 | 80.24 | S/o Kannaiyan, 4th Cross St, Thuraipakkam, Kumarankudi main Road, Chennai-600096 | CHM3268 | Airtel | Chennai | RT Tower
IN-1304280 | M/s Indev Logistics Pvt Ltd | 13.0274 | 79.967 | Mannur Valarpuram vill,Sriperumbudhur TK, | SPRM18 | Airtel | Tamil Nadu | GBM
IN-1305464 | K.Ramakrishna College | 10.9295 | 78.4175 | S/o Maruthai, SF.No.264/20, Inam Samayapuram, Othakadai Veedi, Manachanallur TK, Near Samayapuram Toll Gate Plaza, Trichy -621112 | SMPRM4 | Airtel | Tamil Nadu | GBT
IN-1307646 | JK Tyress | 12.9365 | 80.0012 | R/NN-247649 | JKTYR2 | Airtel | Tamil Nadu | GBM
IN-1311149 | Tamaraipadi | 10.4072 | 78.0417 | S/o Abdul Kareem, Plot No.254, 255, 256, Diamond City, Thamaraipadi Main Rioad, Dindugal-624005 | MNDPT2 | Airtel | Tamil Nadu | GBM
IN-1312279 | Thiruvannamali Road | 12.2152 | 79.0817 | S/O C Sundaramoorthy, SF.No.2001/7C1, Edapalayam, Saran Post, Thiruvannamalai-606602 | TVML32 | Airtel | Tamil Nadu | GBM
IN-1311937 | KSR Nagar | 12.9764 | 79.1444 | W/o rajasekar, SF.No.374/1, Kannapapa Mudaliyar Street, Rajaji nagar, Katpadi, Vellore- | KTP15 | Airtel | Tamil Nadu | GBT
IN-1311331 | Madathukuppam | 13.0963 | 79.8183 | WO Ramachandran, Bajanai Koil Street, Madathukuppam Vill, Thiruvallur Tk DT-631203 | MDTK1 | Airtel | Tamil Nadu | GBT
IN-1312276 | Teachers Nagar | 12.8137 | 79.7079 | SF.No.158/4, Plot No.51, Natesan Nagar, V.No.56, Vishnu Kanchi, Kanchipuram-631501 | KCPM59 | Airtel | Tamil Nadu | RT Tower
IN-1312369 | Uthangarai | 12.2595 | 78.5325 | SF.No.35/2A1A, Kamaraj nagar, Uthangarai, Krishnagiri-635207/Comm Addr: No.6/17B, Kamaraj Nagar, | UGRI2 | Airtel | Tamil Nadu | GBT
IN-1313277 | Alamathi Highway | 13.2034 | 80.1239 | S/o Easthki, SM Feeds Farma India Pvt Ltd, No.294, 6A-1, Thiruvallur High Road, Alamathi, Redhills, Chennai-600052 | ALMTI2 | Airtel | Tamil Nadu | RT Tower
IN-1311812 | AMBATTUR O.T.7 | 13.1222 | 80.1431 | No.16/34,Hospital road,Cholapuram,Ambattur,Chennai-53 | CHM3310 | Airtel | Chennai | GBM
IN-1313380 | KARAPAKKAM20 | 12.9106 | 80.2346 | W/o C Sadhasivam, No.87/6A, Dasaratha Illam, Rangasamy Naikar St, Karapakkam, Chennai-600097 | CHM3429 | Airtel | Chennai | RT Tower
IN-1313409 | SELAIYUR15 | 12.9196 | 80.1447 | S/O Jebamani, 152/2, Camp Road, Selayur, East Tamabaram, Chennai-72 | CHM3428 | Airtel | Chennai | RT Tower
IN-1061552 | KK Nagar | 9.9311 | 78.1439 | 9 Raj Bahwan, K K Nagar, Madurai - 625020 | MDU17 | Airtel | Tamil Nadu | RT Tower
IN-1299658 | Perumbakkam3 | 12.8887 | 80.2064 | P.No.8, S.No.477/2C, Rajiv Gandhi Street, Bharathi Nagar, Noomkampalatam, Perumbakkam, Chennai-73 | CHM2500 | Airtel | Chennai | GBT
IN-1304711 | TOLLGATE3 | 13.1428 | 80.2963 | New No-9/1, T.H.Road, Tondairpet, Chennai-81 | CHM3018 | Airtel | Chennai | RT Tower
IN-1306413 | Kavarapettai | 13.3669 | 80.1383 | K S Road, Balaji Complex, Panpakkam Vill, Kavarapettai, Thiruvallur Dist | KPTI5 | Airtel | Tamil Nadu | GBT
IN-1307647 | Hyundai Body Shop 2 | 12.9985 | 79.9971 | Near Korean Canteen, Hyundai Factory Campus, Irunkattukottai, Kanchipuram-602105 | SPDR77 | Airtel | Tamil Nadu | GBM
IN-1308510 | MANAPAKKAM(L&T)9 | 13.0208 | 80.1721 | Plot No.3A, Thillainathamuni Avenue, Mugalivakkam, Chennai-125 | CHM3077 | Airtel | Chennai | RT Tower
IN-1309370 | JIPMER | 11.9571 | 79.8004 | S/o Visvanathan, Plot No.10,11, Vasanthapuram, Shreeram nagar Extn, Pattanur Village, Vanur TK, Villupuram Dist | PDY227. | Airtel | Tamil Nadu | GBT
IN-1310901 | KATTUPAKKAM9 | 13.0433 | 80.1306 | No.1/8, Mount Poonnamlli Road, Ayyapanthangal, Chennai-600056 | CHM3211 | Airtel | Chennai | RT Pole
IN-1311155 | Kodaimangalam | 10.4692 | 77.5212 | S/O Vartharaj, No.7/31, Near Jawar Nagar, new Dharapuram Road, palani, Dindigul-624601 | PLNI19 | Airtel | Tamil Nadu | GBT
IN-1311292 | Pachamalayankottai | 10.2277 | 77.8814 | 5/99, Alagamapatti, Jambudurai Kottai Village, Alagampatti, Nilakottai Tk, Dindugal, 624206 | MCPLM2 | Airtel | Tamil Nadu | GBT
IN-1311324 | Seikalathur | 9.7062 | 78.4313 | S.James Stephen, S/o, Sengoleraj, No.4/30, Peesar pattinam,Rajagambeeram PO, Manamadurai TK, Sivagangai DT, 630609 | SKLTH1 | Airtel | Tamil Nadu | GBT
IN-1311629 | SECRATARIAT7 | 13.0846 | 80.2906 | Port trust Guest house, Chennai Port Trust, Oppt RBI, kamarajar Salai,Chennai 600005 | CHM3150 | Airtel | Chennai | RT Tower
IN-1311816 | Royapuram8 | 13.1114 | 80.2926 | S/o N Elumalai, No.92/38, Venkatachalam Street, Royapuram, Chennai | CHM3311 | Airtel | Chennai | RT Pole
IN-1311857 | Shenoy Nagar 7 | 13.077 | 80.2231 | No.13/6, Gajalakshmi Colony, 3rd Street, Shenaoy Nagar, Chennai-600030 | CHM3245 | Airtel | Chennai | RT Tower
IN-1311864 | THIRUMUDIVAKKAM11 | 12.9724 | 80.1031 | A N Ramakrishnan, No.6, Thirumudivakkam, Kundrathur Road, Vazhuthampedu, Chennai 600044 | CHM3307 | Airtel | Chennai | RT Tower
IN-1311868 | Saduperi | 12.9025 | 79.1067 | S.F.No. 153/4, 160/3, Sadhuperi Village, Vellore-632002 | SDPRI1 | Airtel | Tamil Nadu | GBT
IN-1311869 | TNEB power grid | 11.517 | 79.7496 | S/o Vadivelu, 6/146, Karaikuppam, Near TNEB Poer Grid, Cuddalore DT-607302 | PNPT10. | Airtel | Tamil Nadu | GBT
IN-1311870 | Elysium Villa Park | 11.0659 | 77.0557 | S/O Subramaniyam, SF.No.893, Karupparayanpalayam, Valluvar St, Coimbatore-641014 | KPRPM1 | Airtel | Tamil Nadu | GBM
IN-1311875 | Avinashi Road | 11.188 | 77.2966 | S/O Periyasamy, SF.No. 262/2A, Palangakari Village, Devampalayam, Avenashi, Coimbatore-641022 | AVNI13 | Airtel | Tamil Nadu | GBM
IN-1311877 | BK Pudur | 10.9399 | 76.5772 | W/O, Robertz Paul, No.25, Raja rajeshwari Nagar, Near ST George Ortho Son Church, BK Pudur,Kaniyamuthu, CBE-8 | CBE533 | Airtel | Tamil Nadu | GBM
IN-1311878 | KNG Pudur | 11.0575 | 76.9132 | S/o Samy Gounder, 546/2A, Kalappanaickan Palayam, Somiapalayam, Coimbatore-08 | CBE535 | Airtel | Tamil Nadu | GBM
IN-1312860 | MEPPUR2 | 13.029 | 80.0827 | S/O N Duraisami, No.1/95, SV Koil Street, Meppur, Poonamallee, Chennai-600123 | CHM3390 | Airtel | Chennai | RT Tower
IN-1313265 | Neiyur | 8.1909 | 77.2656 | S/o Karlooz, SF.No.489/2, Sathan Knai, Lakshmipuram Village, kallukuttam Town, Kulachal, Kaniyakumari-629802 | NEYR1 | Airtel | Tamil Nadu | GBT
IN-1313267 | Rajakkamangalam | 8.1347 | 77.3494 | S/o Selvaperumal, 15/92, Alankottai, Agatheeswaram, Ganapathipuram, Kaniyakumari-629502 | GNPRM2 | Airtel | Tamil Nadu | GBT
IN-1313278 | Alangulam Road | 9.1519 | 77.7081 | S/o Arinachala Nadar, No.75/12, 75/13, Mathakovil Street, kalugamalai PO, Kovilpatti, Tuticorin Dist-628552 | KGMLI3 | Airtel | Tamil Nadu | GBT
IN-1313281 | NH66 Pondy Road | 12.4739 | 78.3315 | S/o Nanjundachetti, SF.No.467/5, Thannirpallaym Vill, Jegadevi Post, Krishnagiri TK-635203 | JGDPA2 | Airtel | Tamil Nadu | GBT
IN-1313378 | REDHILS21 | 13.1419 | 80.2058 | No.17A,Subramani nagar,Kathirvedu,Redhills road,Chennai-600066 | CHM3447 | Airtel | Chennai | RT Tower
IN-1313381 | GERUGAMBAKKAM26 | 13.0123 | 80.1415 | S/o SP Kesavan3rd street,No.9,JayaramanNagar Extension,Kolapakkam,Chennai-128 | CHM3439 | Airtel | Chennai | RT Tower
IN-1313400 | MEDAVAKKAM34 | 12.8988 | 80.1948 | /o AM Mani, No.7/730, Plot No.100, Srivarathapuram, Nesamani Nagar, Perumbakkam, Chennai-600100 | CHM3444 | Airtel | Chennai | RT Tower
IN-1313410 | SHOLINGANALLUR31 | 12.9035 | 80.2038 | W/O k Elumalai, 2/827, Sri Mookambikai nagar, Perumbakkam, Chennai-600100 | CHM3430 | Airtel | Chennai | RT Tower
IN-1313412 | THURAIPAKKAM22 | 12.9355 | 80.239 | R Shanthi , W/O. K, Ramalingam, No.29, Bharathiyar Nagar main Road, Balaji Nagar 5th Street, Mettukuppam, Chennai 600097 | CHM3436 | Airtel | Chennai | RT Tower
IN-1314205 | ATHIPATTU VICHUR8 | 13.2526 | 80.2882 | No.9,NCTP road,Vallur village,Chennai-120 | CHM3466 | Airtel | Chennai | GBM
IN-1314229 | EB Colony | 11.1297 | 77.3182 | AP garden, Lakshmi Theatre Road, Samandapuram North, Tiruppur-3 | TIR224 | Airtel | Tamil Nadu | GBT
IN-1314536 | Nelvoy Rd | 12.547 | 79.8929 | W/O Govindaswamy, SF.No.140/1, Santhamalai Village, Madhranthagam TK, Kanchipuram DT | MLPT1 | Airtel | Tamil Nadu | GBT
IN-1316002 | KATHIVAKKAM6 | 13.215 | 80.3201 | No.229/14, KH Road, kavery Nagar, Ennore, Chennai-600057 | CHM3362 | Airtel | Chennai | RT Tower
IN-1317456 | BELLA VISTA,KATTUPAKKAM14 | 13.0432 | 80.1304 | No.1/8, Mount Poonnamlli Road, Ayyapanthangal, Chennai-600056 | CHM3502 | Airtel | Chennai | RT Pole
IN-1299191 | KOTTAIYUR | 10.1109 | 78.7958 | Mr.Ramasamy,No 48, Hospital st, Kottiyur,Karikudi tk, 630106 | KTTYR2 | Airtel | Tamil Nadu | GBT
IN-1302619 | SKS Mills,Mettupalayam | 11.2964 | 76.9053 | Badrakalliamman Koil Road, Nellithurai Po, Mettupalayam, Coimbatore-641305 | SKSMM1 | Airtel | Tamil Nadu | RT Pole
IN-1304272 | TAFE Residence | 13.2619 | 80.1287 | No.3/187, Periyapalayam Road, Bandikavanoor, Ponneri TK, Thiruvallur DT, Chennai-601102 | TAFEM1 | Airtel | Tamil Nadu | RT Pole
IN-1302496 | Duraisamy Subway | 13.0413 | 80.2274 | R Dhanapathy, Old No.10, New No.21, brindavan Street, Westmambalam, Chennai -600033 | CHN4141 | Vodafone | Chennai | RT Pole
IN-1299506 | VILAMAL | 10.775 | 79.617 | Siva Complex, mannai salai, Vilamal, Thiruvarur | 14500 | Vodafone | Tamil Nadu | GBT
IN-1307896 | Shiva Distilleries | 11.1226 | 76.9355 | SF.No. 61/2A, Balaji Hotel & Bakery, Samraj Building, Narrisimaickanam Palayam Village, Coimbatore, Tamil Nadu-641012 | 14827 | Vodafone | Tamil Nadu | RT Tower
IN-1299782 | Korattur-Kandigai | 13.1232 | 80.1926 | K Renugadevi, W/o, Kothandaraman, No.26, Sri Devi karumari Amman Nagar, Agraharam, Korattur, Chennai 600076 | CHN3299 | Vodafone | Chennai | GBT
IN-1308058 | SRM green pearl | 12.8125 | 80.0385 | No.23, Phase 3, Abi Estate, Surendrapuram, Nilankarai, kattankulathur, Chennai | CHN3382 | Vodafone | Chennai | RT Tower
IN-1308057 | Olympia Opaline Apartments | 12.8479 | 80.2287 | S.No.28/2, No.13, Thanthai Periyar St, Navalur, Chennai-603103 | CHN3383 | Vodafone | Chennai | RT Tower
IN-1313066 | User Complex | 13.101 | 80.2943 | User Complex, Port Trust Building, Rajaji Salai, Royapuram, Chennai 600013 | CHN3397 | Vodafone | Chennai | RT Pole
IN-1314190 | Central Documentation Complex Building | 13.0962 | 80.2932 | Central Documentation Complex Building, Port Trust building, Rajaji Salai, Chennai 600001 | CHN3398 | Vodafone | Chennai | RT Pole
IN-1061547 | North Chittrai St | 9.9203 | 78.1178 | 9 Raj Bahwan, K K Nagar, Madurai - 625020 | MDU12 | Airtel | Tamil Nadu | RT Tower
IN-1317020 | Alliance Orchid2(FINE BLOCK),Korattur | 13.1253 | 80.1924 | Orchid Springs, No.54, Water Canal Road, Korratur, Chennai, Tamil Nadu-600080 | CHM3371 | Airtel | Chennai | RT Pole
IN-1317021 | Alliance Orchid3(HIBISCUS BLOCK),Korattur | 13.1255 | 80.1936 | Orchid Springs, No.54, Water Canal Road, Korratur, Chennai, Tamil Nadu-600080 | CHM3372 | Airtel | Chennai | RT Pole
IN-1301246 | Periyar Park | 12.9133 | 79.1245 | No.6, Ramasamy Mudaliyar street, Vasanthapuram , Vellore-6 | VLR85 | Airtel | Tamil Nadu | GBT
IN-1314689 | New Pet | 12.5191 | 78.2182 | No.41, 4Th Cross Street, Co operative Colony, Krishnagiri-635001 | KGRI21 | Airtel | Tamil Nadu | RT Tower
IN-1311330 | Agaram | 13.0972 | 79.8465 | S/O R Kannaiyan, SF.NO.21/4, 115, Panapakkam, Kadambathur, Thiruvallur-631203 | KDKBM2 | Airtel | Tamil Nadu | GBT
IN-1311876 | Ammapet | 10.7824 | 79.3253 | SF.No.327/50, Malayala Street, Puthur, Ammapettai-614402 | AMAPT10 | Airtel | Tamil Nadu | GBT
IN-1314535 | Kalamabakkam Road | 13.0373 | 79.8088 | W/O K Somasundaram, SF.No.186/2A, Plot No.1 and 2, Kamalammal nagar, Kalambakkam Village, Tirurani TK, Tiruvallur DT-631402 | PRPKM2 | Airtel | Tamil Nadu | GBT
IN-1315056 | TVR_KOOTHANALLUR2 | 10.7082 | 79.5229 | W/O Mr. Syed Mohamed No 10 Rahmania Street Koothanallur Tiruvarur District 614101 | KTNLR5 | Airtel | Tamil Nadu | GBT
IN-1314486 | Kamuthi | 9.3317 | 78.4021 | S/o Thavasi Devar, SF.No.206/10, Pudukottai Village, Kamuthi TK, Ramanathapuram-623115 | SGPD2 | Airtel | Tamil Nadu | GBT
IN-1312730 | Tanjore | 10.7869 | 79.1249 | P.No.66, Rajaraja Cholan Nagar, Neelagiri Therkku Thottam, Tanjore | TNJ20 | Airtel | Tamil Nadu | RT Tower
IN-1312727 | Sairam Engg College2 | 12.9609 | 80.0592 | Sri Sairam Engg college, Sai LEO Nagar West Tambaram, Chennai - 44 | CHM3367 | Airtel | Chennai | GBM
IN-1313280 | Srinivasa Colony | 9.8961 | 78.0467 | S/o Savarimuthu, S.F.No. 40/1A1A, Plot No.65, Indira Nagar, Thanakan Kulam, Madurai-625006 | MDU275 | Airtel | Tamil Nadu | GBT
IN-1311808 | NERKUNRAM17 | 13.0666 | 80.1791 | No.78,3rd street,Varalakshmi nagar,Maduravoyial,Chennai | CHM3306 | Airtel | Chennai | RT Tower
IN-1312724 | KORUKUPET11 | 13.1199 | 80.2864 | New No.861, Old No.279/1, Kasi Nadar Complex, Washermanpet, Chennai-21 | CHM3364 | Airtel | Chennai | RT Tower
IN-1311871 | Araipalayam | 11.5337 | 77.2061 | SF.No.522/6, 522/9, Sikkarampalayam, Sathyamangalam, Erode-638401 | ARPYM1 | Airtel | Tamil Nadu | GBT
IN-1312725 | KARAPAKKAM19 | 12.9297 | 80.2329 | S/o Munnusamy. No.17,Annai Indranagar,Okkiyam Pattai,OMR,Thoraipakkam,Chennai-97 | CHM3365 | Airtel | Chennai | RT Tower
IN-1311936 | Saidapet13 | 13.0188 | 80.2196 | No.49, Alandur Road, Saidapet, Chennai-15 | CHM3269 | Airtel | Chennai | GBT
IN-1312924 | MAHABALIPURAM14 | 12.6199 | 80.195 | New no.7, Old no.9, Othavadi street, Mahabhalipuram, Chennai -603102 | CHM3388 | Airtel | Chennai | RT Tower
IN-1297084 | Kiliyanur | 12.1089 | 79.7441 | No 571/4, 571/3, NEAR SUBRAMANYA THEATRE IN DIRA NAGAR, KILLIYANUR P.OVANUR, VILLUPURAM 604102 | KLNR2 | Airtel | Tamil Nadu | GBT
IN-1242176 | PAPPAMPALAYAM | 11.3359 | 77.7749 | MR. N.SENGODAN S/O NALLA GOUNDER,3/36,sf no.148/2B & 3A,PANNAKKADU,PAPPAMPALAYAM POST,KAVERI R.S,ERODE,NAMAKKAL DISTRICT-638007.04288-241450,9443527557. | 7373 | Vodafone | Tamil Nadu | GBT
IN-1310532 | BAGALURMAIN ROAD | 12.7344 | 77.8302 | 201,Susheela complex, Bangalore main road, Hosur 635109 ,Mr. Saravanan 9443240179 | HSR84 | Airtel | Tamil Nadu | RT Tower
IN-1290174 | KCPM - Ammangara St | 12.8162 | 79.7236 | No.1 , KM Avenue, Little kanchipuram | KCPM45 | Airtel | Tamil Nadu | GBT
IN-1296623 | Arivoli Nagar | 10.9428 | 76.9282 | S/O Mr.R.P.SWARAN, No.39, Marutham Nagar, Kovaiputhur, Coimbatore-641042 | CBE502 | Airtel | Tamil Nadu | RT Tower
IN-1301478 | Sothikuppam | 11.7275 | 79.7744 | No.A/1, Main road, Sothikappam, Cuddalore | CDLR50 | Airtel | Tamil Nadu | GBT
IN-1311307 | Soolakkarai (Ct) | 9.5182 | 77.9438 | S/o, A K A Selvarajan, Sf.No.8, Thendral packaging Drinking Water Plant, Maranuthu NH, Virudhunagar-626001 | VNGR28 | Airtel | Tamil Nadu | GBT
IN-1311326 | Injar | 9.4666 | 77.4421 | S/o Thonthi Nadar, No.393/394, Kamarajar Foundation Nagar, Sivakasi-626124 | SWMTM2 | Airtel | Tamil Nadu | GBM
IN-1314488 | Thoppadaipatti | 9.3198 | 78.4073 | S/o Veeru, SF.NO.192/1, Thoppadaipatti, O.Karisakulam PO, Kamuthi TK, Ramanathapuram-623603 | SGPD3 | Airtel | Tamil Nadu | GBT
IN-1314484 | Sengappadi | 9.3527 | 78.3966 | S/O Muniyandi Devar, SF No.134/5A2, 134/5B2, Sengapadi PO, Near Adhani Power Plant Main Gate, Kamuthi TK, Ramanathapuram DT | SGPD1 | Airtel | Tamil Nadu | GBT
IN-1318269 | Sempatti | 9.51 | 78.1319 | /O , A Adaikalam,SF.No.174/4, Middle St, Sempatti, Virudhunagar-626101 | SMPAT1 | Airtel | Tamil Nadu | GBT
IN-1313272 | Mullai Nagar | 12.9419 | 79.1283 | S/o R Ganesan, Plot No.25, Kaliyamman Street, lakshmi Nagar, Viruthmpattu, Vellore-632006 | KTP17 | Airtel | Tamil Nadu | GBT
IN-1313279 | Surulipatti | 9.7507 | 77.3226 | S/O Cinne Veerathevar, No.202/9, Water Tank Street, Anaipatti, Theni-625521 | ANPTY1 | Airtel | Tamil Nadu | GBT
IN-1314520 | Vanmathi Nagar | 13.1265 | 79.9811 | S/O R.Elumalai, No.505, Friends Nagar, Vanmathi Nagar, Main Road, Kandakolai-602025 | VTMPT8 | Airtel | Tamil Nadu | GBM
IN-1314534 | Kakkalur | 13.1354 | 79.9263 | S/O E Munuswamy, Old No.178, New No.307/5, Kakkalur Village, Thiruvallur DT-602003 | TVLR42 | Airtel | Tamil Nadu | GBT
IN-1318266 | Ayathur | 13.1406 | 79.9926 | S/O Kothandapani, No.55, Perumal koil St, Ayathur Village, Veppampatti PO, Thiruvallur-602024 | VTMPT9 | Airtel | Tamil Nadu | GBT
IN-1311264 | Salem (M Corp.) | 11.6873 | 78.1314 | SF.No.40/1B2 Part, Narasothapatti, Slaem-636004 | SLM200 | Airtel | Tamil Nadu | GBT
IN-1316151 | Vaithi Goudan Pudur | 11.6534 | 78.4467 | S/O Duraisamy Padiyachi, Abinavam Village, Vaidhigoundan Pudur Post, Pethanai Kanpalayam TK, Salem-636115 | VGPDR2 | Airtel | Tamil Nadu | GBT
IN-1317907 | Anna Nagar | 9.9241 | 78.1485 | S/O Hameedu, No.7, City Center, IG Block, A8/A9, 80 Feet Road, Anna Nagar, Madurai-20 | MDU277 | Airtel | Tamil Nadu | RT Tower
IN-1318708 | Perambalur | 11.244 | 78.8704 | SATHISH R S/o RADHAKRISHNAN, Survey no : 281/2B1, Near Raja theatre oppsite, Elambalur road,Perambalur. | PBLR16 | Airtel | Tamil Nadu | RT Tower
IN-1318813 | Berandapalli | 12.711 | 77.8977 | W/O Narayanasamy, SF.No.771/1, Muranapalli Village, Berandapalli PO, Hosur TK, Krishnagiri DT-635109 | BRPLI2 | Airtel | Tamil Nadu | GBT
IN-1318827 | II Agraharam | 11.6589 | 78.1687 | S/O Ranganathan, NO.120, 2nd Agraharam, Salem-636001 | SLM229 | Airtel | Tamil Nadu | RT Tower
IN-1314532 | K.G.Kandigai | 13.1784 | 79.6014 | W/O V Selvam, SF.No.383/3A1, Anna Nagar, Chithoor Road, Tiruttani, Tiruvalluvar DT-631209 | TTNI11 | Airtel | Tamil Nadu | GBT
IN-1304433 | TIRUKOVILUR | 11.9689 | 79.2098 | NGGO Nagar, Kelayur, Thirulovilur, Villupuram Dist-605757 | TKVLR10 | Airtel | Tamil Nadu | GBT
IN-1307941 | CHINDADRIPET | 13.0716 | 80.2694 | No.217/96, Swamy Naicker St, Chintadiripet, Chennai-600002 | CHN3516 | Vodafone | Chennai | RT Tower
IN-1312375 | Sengepatti Engg college | 10.695 | 78.9741 | S/o Vengatachalam, No.357/1B6, Vanniyampatti Colony, TB Sanitoriam, Sengepatti, Tanjore-613402 | 15376_ | Vodafone | Tamil Nadu | GBT
IN-1286555 | United India Colony2 | 13.0476 | 80.2284 | No.37/16, Aziz Nagar 2nd Street, Rangarajapuram, Kodambakkam, Chennai 600024 | CHN 2482 | Vodafone | Chennai | RT Tower
IN-1314383 | Tambaram North | 12.9348 | 80.1253 | Mrs.Thyagarajan, No:20,Ranga Street,Kadaperi, Chennai-600 045. | CHN3521 | Vodafone | Chennai | RT Pole
IN-1317267 | Pudupet 2 | 13.9682 | 80.2662 | S/O JH Vigneshsha, No.31/15, Samy Chetty St, Pudupet, Chennai-600002 | CHN3539 | Vodafone | Chennai | RT Tower
IN-1299743 | MADRAS UNIVERSITY5 | 13.0694 | 80.2857 | Officers's quarters, Chennai Port Trust, Near napier bridge, kamarajar Salai,Chennai 600005 | CHM2930 | Airtel | Chennai | GBM
IN-1311872 | Saravana Nagar | 11.051 | 76.929 | S/O Palanisamy, 172/2, TVS Nagar Road, Kavandamplayam, Coimbatore-641025 | CBE536 | Airtel | Tamil Nadu | GBT
IN-1318265 | Perumalpet | 13.1072 | 79.998 | W/O P Rajendiran, 161, SV Nagar, Perumalpattu, Veppampattu, Tiruvalur-602024 | VTMPT10 | Airtel | Tamil Nadu | GBT
IN-1320443 | KOLATHUR25 | 13.1255 | 80.1985 | H/o K.Kasthuri, No.13, Murugan Koil Street, Vanasathi Nagar, Kolathur, Chennai-600099 | CHM3441 | Airtel | Chennai | RT Tower
IN-1320464 | THIRUVOTRIYUR18 | 13.1642 | 80.3056 | W/O Nizamudeen, No.44B/34, Sellapa Nagar, 2nd St, Thiruvotriyur, Chennai | CHM3326 | Airtel | Chennai | RT Pole
IN-1320402 | MADAMBAKKAM24 | 12.9112 | 80.1608 | No.25/B, 1st Link street, Sridevi nagr 1st street, Madambakkam, Chennai600126 | CHM3421 | Airtel | Chennai | RT Tower
IN-1313283 | Ashok Nagar | 10.0905 | 78.7741 | W/O Kappan, Plot No.157, Survey No.319/1, Ashok Nagar, Sankrapuram panchayat, karaikudi TK, Sivagangai DT-630305 | KKD30 | Airtel | Tamil Nadu | GBT
IN-1311940 | URAPAKKAM18 | 12.8596 | 80.0853 | No.37, Yamunai nagar, SF No.111, Iyencheri Village Chengalpet, Kanchipuram | CHM3317 | Airtel | Chennai | GBM
IN-1319257 | KARIYANCHAVADI12 | 13.0391 | 80.1065 | W/o Vinayagam, No.19, Kirupanandha Variyar Nagar, Ragunathapuram, Mangadu, Chennai-122 | CHM3216 | Airtel | Chennai | RT Tower
IN-1316198 | SEMBAKKAM6 | 12.922 | 80.1526 | W/o V Jeeva Anand, No.28A, Sundaram Street, Rajakilpakkam, Chennai-600073 | CHM3484 | Airtel | Chennai | RT Tower
IN-1319134 | VELACHERY CDS4 | 12.9692 | 80.2191 | W/O S Ramanujam, H-1, Nathan Subramaniam Colony, Velachery, Chennai-600042 | CHM3517 | Airtel | Chennai | RT Pole
IN-1313551 | KK NAGAR11 | 13.0447 | 80.2015 | No:12/64. 3rd street, Vijayaragvapuram, Salaigrammam, chennai - 600 093. | CHM3451 | Airtel | Chennai | RT Tower
IN-1311939 | UTTANDI8 | 12.8987 | 80.2412 | RoW Of ,Dr Kalaignar Karunanidhi Salai, Sholinganallur, Chennai, Tamil Nadu 600119,Bell mouth of Prestige Silver Springs | CHM3318 | Airtel | Chennai | GBM
IN-1321926 | METROZONE2 | 13.0828 | 80.1943 | The Metrozone, 44, Pillayar Koil Street, Anna Nagar, Chennai | CHM2365. | Airtel | Chennai | RT Pole
IN-1318077 | THN_KAMBAM_OLD_BUS_STAND | 9.7355 | 77.2845 | S/O Palaniandi, T.S.No.76/2, mani Mall, No.52, Theyagi Venkatachala, Street, Opp to Gandhi Statue , Axis Bank Building, Cumbum-625516 | ITHN0148 | Idea | Tamil Nadu | RT Tower
IN-1318993 | TNJ_THINAGUDINRTH | 10.2857 | 79.1989 | No.135B, Peravooranai Main Road, Peravoornai Post, Tanjore DT-614804 | Idea_ITNJ0204 | Idea | Tamil Nadu | GBT
IN-1316988 | Timiri | 12.8283 | 79.307 | Mr.Ganesh Manalingam No :96 Nehuru bazar Street, Timiri -632512 | TIMRI5 | Airtel | Tamil Nadu | RT Tower
IN-1319649 | Pudukottai5 | 10.3867 | 78.8124 | D/O Chinnaiah, No.8/40, Sandhapettai Road, Vadaku Raja Veedhi, Pudhukottai-622005 | PDKT28 | Airtel | Tamil Nadu | GBT
IN-1319668 | Annapoorna layout | 11.0192 | 76.9755 | W/O Shirz Ahmad, V K Krishna Road, New Sidhapudhur, Coimbatore 641044 | CBE582 | Airtel | Tamil Nadu | RT Tower
IN-1320474 | Vallar street | 12.9401 | 79.168 | W/O C Haribabu, No.124A, Vigneswara Nagar, Phase-3, Sathuvancheri, Vellore-632009 | VLR99 | Airtel | Tamil Nadu | RT Tower
IN-1317916 | Thiruvennainallur | 11.8624 | 79.3666 | C.Jayakumar, Survey no: 307 Chattra Street, Thiruvennainallar Post, Thirukovilur Tk, Villupuram - 607 203 / 04153-234279 | TVNLR4 | Airtel | Tamil Nadu | GBT
IN-1319259 | Mukandanur | 10.8014 | 79.5255 | S/O Ramu, SF.No.244/18, No.4/116, Akraharam, Kothavasal, Mukundanur PO, Kudavasal TK, Thiruvarur-613701 | MKNDR3 | Airtel | Tamil Nadu | GBT
IN-1319670 | Sarvanampatti | 11.0757 | 77.0022 | S/O Palanisamy, No.159A, Kavitha Complex, Santhi Main Road, Saravanampatty, Coimbatore-35 | CBE584 | Airtel | Tamil Nadu | RT Tower
IN-1320860 | Sathuvachary phase 2 | 12.9313 | 79.1561 | Plot No.491, Phase-2, Sathuvachary, Vellore-632009 | VLR100 | Airtel | Tamil Nadu | RT Tower
IN-1286470 | Maduravoyal-Mettukupakam | 13.0635 | 80.1744 | Mrs.S Geethanjali,No.54/2,2nd street,Sokanathan Nagar,Maduravoyal,chennai-95 Ph:-9444247864 | CHN2942 | Vodafone | Chennai | RT Tower
IN-1277281 | Apollo hospital | - | - |  | - | Airtel | Tamil Nadu | IBS
IN-1279191 | TRIL IT PARK-A BLOCK | - | - | TRIL INFO PARK Ltd, Rajiv Gandhi salai, OMR, Taramani, Chennai-113 | CHI1199 | Airtel | Chennai | IBS
IN-1279433 | SRM HOTEL GUINDY | - | - |  | - | Airtel | Chennai | IBS
IN-1279470 | PRESTIGE POLYGON2,TEYNAMPET | - | - | PRESTIGE POLYGON,ANNASALAI, TEYNEMPET, CHENNAI-600018 | CHI1198 | Airtel | Chennai | IBS
IN-1281247 | STERLING APARTMENTS,URAPAKKAM | - | - | STERLING APARTMENTS,URAPAKKAM | CHI1200 | Airtel | Chennai | IBS
IN-1281253 | NOVOTEL HOTEL ,EGATHUR | - | - | NOVOTEL NO:34,SSPDL CONSTRUCTION CAMPUS,OPP :IT SIPCOT ENTRANCE,EGATHUR,OMR,CHENNAI -601103 | CHI1229 | Airtel | Chennai | IBS
IN-1281256 | INTER GLOBE (IBIS) | - | - | INTER GLOBE (IBIS) NO:34,SSPDL CONSTRUCTION CAMPUS,OPP :IT SIPCOT ENTRANCE,EGATHUR,OMR,CHENNAI -601103 | CHI1228 | Airtel | Chennai | IBS
IN-1281258 | Duet hotel -Mahindra City | - | - | Site Office, Plot P3, Adj SEZ Gate ,Mahindra World City, Chengalpet, Tamilnadu -603 002 | CHI1217 | Airtel | Chennai | IBS
IN-1282456 | AMAZON,SP INFO PARK | - | - | SP Info park ,B Block ,MGR main Road , Chennai | AMAZON | Airtel | Chennai | IBS
IN-1282803 | Prestige Cyber towers | - | - | OMR road,Siruseri,Chennai-600130,Tamilnadu,India | CHI1257 | Vodafone | Chennai | IBS
IN-1282301 | SRM Hospital,Vadapalani | - | - | SRM Hospital Vadapalani | CHNIBS4734 | Vodafone | Chennai | IBS
IN-1282049 | VIJAYA FORUM MALL | - | - | THE FORUM VIJAYA MALL,183,N S K SALAI,VADAPALANI | CHM1236 | Airtel | Chennai | IBS
IN-1282048 | METROZONE | - | - | THE METROZONE, NO44,PILLAYAR KOIL STREET,(JAWAHARLAL NEHRU ROAD)ANNA NAGAR, CHENNAI | CHM1235 | Airtel | Chennai | IBS
IN-1282398 | Hiranandani -Bridgewood | - | - | Bridgewood, Hiranandani campus, OMR, Siruseri,Chennai | CHNIBS4737 | Airtel | Chennai | IBS
IN-1282798 | Lemon Tree Hotel | - | - | NO 72, SARDAR PATEL ROAD, GUINDY ,CHENNAI 600032 | CHN3355 | Vodafone | Chennai | IBS
IN-1282801 | IBIS - Anand City | - | - |  | CHNIBS4738 | Vodafone | Chennai | IBS
IN-1283775 | ITC Vilasa | - | - | East coast Road, # 107, Nameli village, Chengalpattu Taluk, kancheepuram district | CHI1362 | Vodafone | Chennai | IBS
IN-1285888 | DLF GARDENCITY SEMMANCHERI | - | - |  | - | Airtel | Chennai | IBS
IN-1289838 | Hiranandani seawood | - | - | OMR road,Siruseri,Chennai-600130,Tamilnadu,India | HIRAN3 | Vodafone | Chennai | IBS
IN-1289887 | The Nest Guest House,Mahindra City | - | - |  | - | Airtel | Chennai | IBS
IN-1290354 | VADAPALANI METRO STATION | - | - | Vadapalani,Chennai, Tamil Nadu 600107 | CHNIBS3123 | Vodafone | Chennai | IBS
IN-1290357 | SIDCO METRO STATION | - | - | SIDCO METRO STATION | CHN3124 | Vodafone | Chennai | IBS
IN-1290359 | KOYAMBEDU METRO STATION | - | - | KOYAMBEDU METRO STATION | CHNIBS3125 | Vodafone | Chennai | IBS
IN-1290360 | CMBT METRO STATION | - | - | CMBT METRO STATION | CHNIBS3126 | Vodafone | Chennai | IBS
IN-1290361 | ARUMBAKKAM METRO STATION | - | - | ARUMBAKKAM METRO STATION | CHNIBS3127 | Vodafone | Chennai | IBS
IN-1290362 | ALANDUR METRO STATION | - | - | ALANDUR METRO STATION | ICHN2171D | Vodafone | Chennai | IBS
IN-1292050 | Hyatt Regency | - | - | ROBUST HOTELS PRIVATE LIMITED,365, Anna Salai, Teynampet, Chennai 600018,ROBUST HOTELS PRIVATE LIMITED,365, Anna Salai, Teynampet, Chennai 600018 | CHN3177 | Vodafone | Chennai | IBS
IN-1292051 | HOTEL PARK | - | - | HOTEL PARK-PALLIKARANAI-CHENNAI | CHN3176 | Vodafone | Chennai | IBS
IN-1292052 | Sriland Mansions PVT LTD | - | - |  | - | Vodafone | Chennai | IBS
IN-1292053 | SRM UNIVERSITY BLOCK-Tech Park | - | - | Katankollathur,Chennai-Tamilnadu,India | CHN3179 | Vodafone | Chennai | IBS
IN-1292057 | TAJGATEWAY HOTEL | - | - |  | - | Vodafone | Chennai | IBS
IN-1292062 | SRM UNIVERSITY BLOCK | - | - | Katankollathur,Chennai-Tamilnadu,India | CHN3181 | Vodafone | Chennai | IBS
IN-1292064 | Hiranandani - Brentwood | - | - | OMR road,Siruseri,Chennai-600130,Tamilnadu,India | CHNIBS4776 | Vodafone | Chennai | IBS
IN-1292066 | Hiranandani - Brentwood | - | - |  | - | Vodafone | Chennai | IBS
IN-1292070 | Hiranandani-Pinewood | - | - | OMR road,Siruseri,Chennai-600130,Tamilnadu,India | CHNIBS4778 | Vodafone | Chennai | IBS
IN-1292073 | Hiranandani-Pinewood-2 | - | - |  | - | Vodafone | Chennai | IBS
IN-1292075 | Hiranandani-Oceanic | - | - | OMR road,Siruseri,Chennai-600130,Tamilnadu,India | CHNIBS4780 | Vodafone | Chennai | IBS
IN-1292077 | Hiranandani-Oceanic-2 | - | - |  | - | Vodafone | Chennai | IBS
IN-1292500 | SRM Hosptial ? Kattankalathur | - | - | SRM Hosptial ? Kattankalathur | CHN3194 | Vodafone | Chennai | IBS
IN-1297679 | SRM LADIES HOSTEL4 | - | - | SRM University,Shengaban / Kalpana chawla Block,Intra College Road, Potheri,Guduvacheri, TamilNadu ? 603 203 | CHI1383 | Airtel | Chennai | IBS
IN-1312726 | MEPZ14 | 12.9385 | 80.1296 | W/o.A.Arumugam,No.912,GST road,Opp to Sidha Hospital,MEPZ,Tambaram,Chennai-47 | CHM3366 | Airtel | Chennai | RT Tower
IN-1316197 | VELACHERY16 | 12.979 | 80.2194 | W/O V Sankar, No.125, 2nd Florr, 100 Feet Road, Bye Pass Road, Next To IOB Bldg, Velachery, Chennai-600042 | CHM3483 | Airtel | Chennai | RT Tower
IN-1314402 | Manalmedu | 13.1304 | 79.9212 | W/o Dhandapani, No.455/143, Kakkalur, Gandhi Medu, Thiruvalur DT-602003 | TVLR37 | Airtel | Tamil Nadu | GBT
IN-1318811 | Asalanatham | 12.734 | 77.8395 | S/O Venkatesappa, SF.No.1173/1, Alasanatham Road, Vengatesh Nagar, Hosur, Krishnagiri DT-635109 | HSR93 | Airtel | Tamil Nadu | GBT
IN-1319269 | Sengipatti | 10.7153 | 78.9545 | K.Kamaraj s/o Kaliyamoorthy, East street, Budalur Taluk, sanoorpatti, Thanjavur -613402 | SGPTI2 | Airtel | Tamil Nadu | GBT
IN-1319288 | Surveyar colony-II | 9.9571 | 78.1532 | W/O Manivasagam, 770/1, Sarveyor Colony Main Road, K.Pudur, Madurai-625007 | MDU281 | Airtel | Tamil Nadu | RT Tower
IN-1319543 | Kannankurichi | 11.6971 | 78.1754 | SF.No.32/2, Police Station Backside, Kannakurichi, Salem-636008 | KNKCI4 | Airtel | Tamil Nadu | GBT
IN-1319588 | Vangalaipudur | 10.8162 | 77.9458 | S/O Rajalingam, No.99/1, NH-7, Vangalipudur, Pungampady West, Arawakurichi TK, Karur DT-639109 | VLPDR4 | Airtel | Tamil Nadu | GBT
IN-1320719 | Visharam | 12.9162 | 79.2795 | No.286/3, Anna Salai East, Melvisharam, Vellore-632509 | VISH7 | Airtel | Tamil Nadu | RT Tower
IN-1317000 | Railway Station | 12.7183 | 77.8215 | W/O Varadharajan, No.18/2, Ground Floor, 2nd Cross St, Ramakrishna nagar, Opp to Railway Station Road, Hosur TK, Krishnagiri DT-635109 | HSR85 | Airtel | Tamil Nadu | RT Tower
IN-1319537 | Sri Ram nagar | 10.0971 | 78.7972 | W/O Pandi Durai, S.No.649/2, 649/2S, Plot No.3, Vallalar St, Sri Ram Nagar, Kottaiyur, Karaikudi-630002 | KKD29 | Airtel | Tamil Nadu | GBT
IN-1320318 | Elavanasurkottai | 11.7125 | 79.1817 | S/O Pitchandi, No.440/6, Sakthi Garden, Nehru Sheet, Asanur Road, Elavarsan kottai, Ulundurpet TK, Villupuram DT-607202 | ELSKT3 | Airtel | Tamil Nadu | GBT
IN-1321669 | TMA STREET | 12.9693 | 79.9482 | 1. Dhanasekaran 2. Prabavathy, No.67 / 141, Thirumangai Azhwar Street, Sriperumbudur , Kanchipuram DT - 602105 | SPDR98 | Airtel | Tamil Nadu | RT Tower
IN-1316792 | Perambur Main Road | 13.1088 | 80.2515 | S/O MA Hakeem, No.1/3, Srinivasa Achari St, Perambur, Chennai-600011 | CHN3538 | Vodafone | Chennai | RT Tower
IN-1296702 | Hiranandani-Birchwood | - | - | Birchwood Hiranandani campus, OMR, Siruseri, Chennai - 603013 | CHN4809 | Vodafone | Chennai | IBS
IN-1296703 | Radha Regency Ramapuram | - | - | Radha Regency Ramapuram | CHNIBS4810 | Vodafone | Chennai | IBS
IN-1298950 | Global Hospital | - | - | Global Hospital | CHN3356 | Vodafone | Chennai | IBS
IN-1300921 | SRM LADIES HOSTEL(DEFK Block) | - | - | SRM University,DEFK Block,Intra College Road, Potheri,Guduvacheri, TamilNadu ? 603 203 | CHI1371 | Airtel | Chennai | IBS
IN-1300924 | SRM LADIES HOSTEL(DEFK Block) | - | - | SRM University,E&T Staff qtrs? A&B Block,Intra College Road, Potheri,Guduvacheri, TamilNadu ? 603 203 | CHI1372 | Airtel | Chennai | IBS
IN-1302284 | SRM Medical New PG Gents Hostel | - | - | Indus sharing, SRM UNIVERSITY,LADIES HOSTEL,D,E ,F,K Blocks, POTHERI,CHENNAI-603 203 | CHI1468 | Airtel | Chennai | IBS
IN-1303735 | KANCHI KAMAKOTI CHID TRUST HOSPITAL | - | - | Kanchi kamakoti child trust hospital,No.12 -A, Nageswara road, Nugambakkam, Chennai -17 | CHI1387 | Airtel | Chennai | IBS
IN-1303736 | MMM Hospital, Mogeppair East | - | - | The madras Medical Mission 4-a, Dr.j.j nagar, Mogappair east, chennai 600037.mmm hospital. | CHI1392 | Airtel | Chennai | IBS
IN-1304170 | SRM MEDICAL NEW PG LADIES HOSTEL5 | - | - | SRM MEDICAL NEW PG LADIES HOSTEL5 ,Chennai. | CHI1415 | Airtel | Chennai | IBS
IN-1304171 | SRM MEDICAL COLLEGE WOMEN HOSTEL6(OLD) | - | - | SRM MEDICAL COLLEGE WOMEN HOSTEL6(OLD) ,Chennai | CHI1416 | Airtel | Chennai | IBS
IN-1304203 | SRM GENTS HOSTEL2(PIERRE FAUCHARD HOSTEL) | - | - | SRM GENTS HOSTEL2(PIERRE FAUCHARD HOSTEL) | CHI1417 | Airtel | Chennai | IBS
IN-1305013 | SRMDNT | - | - | SRM TECHNOLOGIES,DENTAL PG2 BLOCK,RAMAPURAM | CHI1425 | Airtel | Chennai | IBS
IN-1308274 | Atlantic | - | - | Atlantic,Luxury Apartments,Manteith Road Egmore | CHN3385 | Vodafone | Chennai | IBS
IN-1308362 | Hiranandani ? Greenwood | - | - | Green wood, Hiranandani campus, OMR, Siruseri,Chennai | CHI1458 | Airtel | Chennai | IBS
IN-1309032 | TRIL IT PARK-C BLOCK | - | - | Ramajunam IT park,C-BlockRAJIV GANDHI SALAI(OMR), TARAMANI,CHENNAI-600 013 | CHI1037 | Airtel | Chennai | IBS
IN-1279328 | Apollo Reach Hospital | - | - | Apollo Reach Hospital, Near Honda Showroom, old Paal Pannai, Trichy-620010 | TRYM29 | Airtel | Tamil Nadu | IBS
IN-1297157 | VELLAMMAL HOSPITAL | - | - | vellammal medical college & Hospital Madurai | 14730 | Vodafone | Tamil Nadu | IBS
IN-1310784 | Tidel Park | - | - | Tidel Park,IT-SEZ,Vilankurichi,Coimbatore. | CBEM44 | Airtel | Tamil Nadu | IBS
IN-1318818 | TRICHY ROAD | 11.1459 | 78.5958 | W/o Ramalingam, No.15/1, TS.No.370/3, Co-Operative Nagar, Turaiyur-621010 | TRYR6 | Airtel | Tamil Nadu | RT Tower
IN-1319833 | Oomachikulam | 9.9936 | 78.1459 | D.Paulkannan S/o deivendran 4/26 Sasthiri Nagar, Veerapandi Road, Thirumalpuram, Oomachikulam, Madurai -625014. Ph: 9843915155. | 15674_ | Vodafone | Tamil Nadu | GBT
IN-1319834 | Viraganur | 9.8993 | 78.165 | S/O V M Sethu, S.No.69/2C2, East Street, Viranganur, Ring Road, Viranganur, Madurai-625009 | 15676 | Vodafone | Tamil Nadu | GBT
IN-1318995 | CHN_Chrompet5 | 12.9534 | 80.157 | W/O Muniyandi R, No.07, Surya Avenue, Kurinji Nagar, Chormpet, Chennai-600044 | Idea_ICHN2485 | Idea | Chennai | GBT
IN-1320948 | New bus stand | 11.6716 | 78.1419 | M.Thilagavathi,W/O V.Pari, 2/4, Ramani Salai, 8Th Cross, Brindavan Road, Opp.Sks Hospital,, Fairlands, Salem - 636004. Mob : 9629976306 | SLM191 | Airtel | Tamil Nadu | RT Tower
IN-1318820 | Perur Chettipalayam | 10.9677 | 76.9137 | S/O Durai Pandiyaaraj, mo.25, GVL Nagar, Perur Chettipalayam, Postal Colony, Perur, Coimbatore-641010 | PCTPM3 | Airtel | Tamil Nadu | RT Tower
IN-1285005 | Global Hospital_Perumbakkam | 12.8982 | 80.2064 | OPD block at No.439, Cheran Nagar , Perumbakkam, Chennai 600 100 | CHN2870 | Vodafone | Chennai | RT Tower
IN-1290820 | Karneeswara kovil | 13.0376 | 80.2738 | No.88, Bazar Road, Mylapore , Chennai 600004 | CHN2587 | Vodafone | Chennai | RT Pole
IN-1297666 | Mugappir panner nagar | 13.0852 | 80.1786 | S/o Ponniah, No.151A, pillayar Koil St, Paneer Nagar, Mogappair, Chennai-600037 | CHN2594 | Vodafone | Chennai | RT Pole
IN-1305398 | Annanagar Tnangam Colony | 13.0969 | 80.2045 | No.1706, 1St Main Road, Vasantham Colony, Annanagar Eest,m Chennai-600040 | CHN3375 | Vodafone | Chennai | RT Tower
IN-1314185 | Adyar | 12.9942 | 80.2571 | W/O Raja, New No.32, Old No.12, Kamaraj Nagar, L.B.Road, Thriviyanmyur, Chennai-600041 | CHN3520 | Vodafone | Chennai | RT Pole
IN-1314540 | ARUMBAKKAM13 | 13.0731 | 80.2065 | S/O R S Pandian, No.59/27, Valluvar Salai, Jai Nagar, Arumbakkam, Koyembedu, Chennai-600106 | CHM3363 | Airtel | Chennai | RT Tower
IN-1315422 | SRM Ladies Hostel | 12.8246 | 80.0503 | Potheri,Guduvancherri,TamilNadu-603203 | CHN3428 OD | Vodafone | Chennai | RT Pole
IN-1315445 | SRM Ladies Hostel | 12.8243 | 80.0496 | Potheri,Guduvancherri,TamilNadu-603203 | CHN3429 | Vodafone | Chennai | RT Pole
IN-1315449 | SRM Gents Hostel | 12.8258 | 80.0475 | Potheri,Guduvancherri,TamilNadu-603203 | CHN3430 | Vodafone | Chennai | RT Pole
IN-1316787 | Moores Road | 13.0668 | 80.2538 | No.20, Moores Road, Thousand Light, Chennai-600006 | CHN3527 | Vodafone | Chennai | RT Pole
IN-1316788 | M C Road | 13.1117 | 80.2878 | W/O Kalandher Naina Mohammed, 1/2B, Narayanappa Naiken 3rd Lane, Old Washramanpet, Chennai-600021 | CHN3529 | Vodafone | Chennai | RT Pole
IN-1316795 | Sadasiva Nagar | 12.9649 | 80.2004 | S/O Saravanan, No.9/4, Srinivasan 1st Street, madipakkam, Chennai-600091 | CHN3543 | Vodafone | Chennai | RT Tower
IN-1316796 | Nanganallur SB colony | 12.9737 | 80.1847 | H/O Pushpa Seshadri, No.6, Plot No.B13, 69/73, SB Colony Extension, Nanganallur, Chennai-600061 | CHN3546 | Vodafone | Chennai | RT Pole
IN-1319009 | Srinivasapuram | 13.0194 | 80.2771 | NO 15 GUNA BAKERY SWEETS SRINIVASAPURAM MARKET PATTINAPAKKAM CHENNAI-28 | CHN3549 | Vodafone | Chennai | RT Pole
IN-1319624 | Perambur | 13.1219 | 80.2313 | S/O Jaganatha Rao, No.2/7, Jaganatha St, Vetrinagar, Chennai-600082 | CHN3552 | Vodafone | Chennai | RT Tower
IN-1319920 | Telphone Nagar Perngudi | 12.9607 | 80.2336 | S/O Satyapal Bajaj, No.04, Telephone Nagar Main Road, Perungudi, Chennai-96 | CHN3485 | Vodafone | Chennai | RT Tower
IN-1319926 | TNHB colony Ayyapakkam | 13.1041 | 80.1344 | S/O Ranganathan, Plot No.5616, EWS, B Type, TNHB, Ayyapakkam, Ambattur TK, Chennai | CHN3468 | Vodafone | Chennai | RT Pole
IN-1320403 | AYANAMBAKKAM6 | 13.0752 | 80.15 | No.32A, Kamarajar Salai, Ponniamman nagar, East Ayanambakkam, Chennai-600095 | CHM2425 | Airtel | Chennai | GBM
IN-1320451 | SITALAPAKKAM6 | 12.8903 | 80.1886 | D Baskar, S/O S Durai, Plot No.198/B, 5/147, 6th Cross Street, Vivekanand Nagar, Sitlapakkam, Chennai-600126 | CHM3410 | Airtel | Chennai | RT Tower
IN-1320470 | M.M.NAGAR INDUSTRIAL ESTATE12 | 12.7878 | 80.0375 | S/o Krishnapillai, No.12/1, Thirukural Street, NH3, MM Nagar, Chennai | CHM3348 | Airtel | Chennai | RT Tower
IN-1321927 | CHN_SP_ Road | 13.0064 | 80.2441 | Krishna Towers Apartment owners Association , No.50, Sardar Patel Road, Chennai-600113 | ICHN2800 | Idea | Chennai | RT Pole
IN-1323013 | Old Washermanpet? | 13.1106 | 80.281 | Mr.Veera Balaji, No.1, Lallagunta 1st Street, Old Washermenpet, Chennai-600021 | CHI1566 | Airtel | Chennai | RT Pole
IN-1323015 | KORUKUPET7 | 13.1165 | 80.2796 | No.58, Mannappan Street, Korukkupet , Chennai -600021 | CHM3562 | Airtel | Chennai | RT Tower
IN-1323017 | AMBATTUR ESTATE 8 | 13.103 | 80.1734 | Lalitha, No.15/9, Shasthiri Square, Korattur, Chennai -600080 | CHM3563 | Airtel | Chennai | RT Tower
IN-1323744 | Madhambakkam3 | 12.9045 | 80.1506 | P.Arumugapandian, S.No.754/2, 10th Street, Padmavathy Nagar, Selaiyur- Chennai-600126 | CHM729 | Airtel | Chennai | GBM
IN-1324364 | BRINDAVAN NAGAR7 | 12.9843 | 80.2125 | S. Mohamed Sadic, No.1, Radha Nagar, Velchery, Chennai-600042 | CHM3538. | Airtel | Chennai | RT Tower
IN-1324366 | Balaji Nagar Chrompet | 12.9497 | 80.1491 | T.Kesavaraj, T.Kesavaraj, No.9/7, Nemilichery High Raod, Bharathi Puram, Chrompet-600044 | CHN3541. | Vodafone | Chennai | RT Tower
IN-1324547 | Vysarpadi Avai Nagar | 13.1094 | 80.2566 | GN Thinakar Kumar, No.5, A A Road, Vysarpadi, Chennai -600039 Commu Address: No.9/5, Chinmahya new Colony 3rd Cross Street, Perambur , Chennai 600011 | chn3713 | Vodafone | Chennai | RT Tower
IN-1304488 | L&T Kattupalli Housing unit | 13.2968 | 80.3354 | L and T Shipbuilding Limited, Kattupalli Village, Ponneri TK, Thiruvallur Dt-600120 | 14753 | Vodafone | Tamil Nadu | GBM
IN-1314226 | KG Chavadi | 10.8684 | 76.887 | W/O Palanisamy, V Card, Kilapura Thottam, Rajendhraprasath Vethi, KG Chavadi, Coimbatore-641105 | NVKI4 | Airtel | Tamil Nadu | GBM
IN-1316997 | Sudhakar Complex | 11.3673 | 77.8895 | T.Thilagavathi, No.62, Valarai Gate, Sirumolasi PO, Tiruchengodu , Nammakal DT -637209 | TCGD29 | Airtel | Tamil Nadu | GBT
IN-1316999 | Munandipatti | 10.4215 | 78.0563 | S/O Muniyandi, No.12, Bathma Giri Nagar, Mundandipatti, Dindugal-624802 | MNDPT3 | Airtel | Tamil Nadu | GBT
IN-1317448 | Pothanur | 11.1104 | 77.9923 | Mr.Manivel,No: 182/7,Kamarajar nagar, Podhanur, Nammakal - 638181 .9578519668 | POTNR4 | Airtel | Tamil Nadu | GBT
IN-1318821 | Kulithalai - Main Road | 10.9415 | 78.4155 | K.PATTABIRAMAN,38,VAIGANALLUR AGRAHARAM II PART,KULITHALAI,KARUR, Usha - 7373110154 | KTLI4 | Airtel | Tamil Nadu | GBT
IN-1318823 | Tiruthuraipoondi | 10.5362 | 79.6377 | S/O Venkatachalam, No.9/B, Ramanad Street, Mannai Road. Thiruthrapoondi, Tiruvarur DT-614713 | TPDI4 | Airtel | Tamil Nadu | RT Tower
IN-1319268 | Airport -Coimbatore | 11.033 | 77.0385 | No.13A, Allugu Nagar, Civil Aerodrome Post, Peelamedu, Coimbatore - 641 014. | CBE581 | Airtel | Tamil Nadu | RT Tower
IN-1319545 | SS Colony | 9.9236 | 78.0945 | R Balamurugan, S/O M Ramachandran, No.16/2, 1st Main Avenue Road, Gem Arcade, SS Colony, Madurai-10, Comm Addr: 131/A, Jawahar main St, SS Colony, Madurai-10 | MDU297 | Airtel | Tamil Nadu | RT Tower
IN-1319585 | Melathiruppanthiruthi | 10.8607 | 79.0785 | A Mohamed Shajahan / A. Mumtaj Begam, SF.No.317/C 7, 103/41 , Big Mosque Street, Thiruvaiyaru TK, Thanjavur - 613103 | MLTTI2 | Airtel | Tamil Nadu | GBT
IN-1319587 | Veerapandi | 11.0636 | 77.3507 | S/O Kuppusamy, No.2/245, Pattu Amman Koil St, Veerapandi, Tiruppur | VRPND3 | Airtel | Tamil Nadu | RT Tower
IN-1319589 | Amman kovilpatti | 9.4519 | 77.8023 | H Jeyakrishnan, D Block, No.18,T S.No,2/2, , P.K.S.A Arumugam Raod,Sivakasi Tk, Virudhenagar DT - 626123. Commu Address: No.120 , New Road, Sivakasi, Virudhunagar,DT- 626123 | SVKI37 | Airtel | Tamil Nadu | GBT
IN-1319613 | TANJOREMAIN ROAD | 10.8023 | 78.7399 | W/O Yunus, SF.No.266/1, No.3/135, SM Yunus Saw Mill, Opp to UDC College, Tanjore Main Road, South Kattur, Trichy-620019 | TRY301 | Airtel | Tamil Nadu | GBT
IN-1319665 | Tittagudi | 11.4022 | 79.1214 | S/O Periyasamy Thangaraju, No.343, North Street, Tittagudi, Cuddalore DT-606106 | TTGD4 | Airtel | Tamil Nadu | RT Tower
IN-1319671 | Thuppil nagar | 11.0336 | 76.8888 | C Somasundaram , S.F No. 293/2A, Kalveeranpalayam,Vadavalli Road, Coimbatore-641046 | CBE585 | Airtel | Tamil Nadu | GBT
IN-1319673 | Cheranmadevi | 8.6794 | 77.5664 | S/O Packiyam, GPS, Holobock, Thilagar Street, Chermandevi, Ambasamudhram, Tirunalveli-624414 | CMDV4 | Airtel | Tamil Nadu | GBT
IN-1320469 | Villiyanur | 11.915 | 79.7515 | W/O Palani, Pondy-Vpm Main Road, Villanur, Puducherry-605502 | 15712 | Vodafone | Tamil Nadu | GBT
IN-1320500 | MRYUR2 | 9.1474 | 78.5357 | No.1-45, main road, Sayalkudi, Mariyur, Ramanathapuram -623703 | MRYUR2 | Airtel | Tamil Nadu | GBT
IN-1320843 | Shevapet | 13.1267 | 79.9661 | MR. AKITHA MUNUSAMY, NORTH BAZAR STREET, SEVEPATTAI, TVLR DIST | 15713 | Vodafone | Tamil Nadu | GBT
IN-1320900 | Marungur | 8.1828 | 77.502 | J Ani Gnana Rubala, New Surey No. 314/4, New Survey No. 314/5, New Survey No. 314/6, S.No.1491, Kumaran Thoppur, Rajavoor Main Road, Rajavur, Marungur, Kanniyakumari- 629402 | MRGNR3 | Airtel | Tamil Nadu | GBT
IN-1321306 | Erumaipatti | 11.1462 | 78.2918 | N.Ravichandran, 45 H, Thuraiyur Main Road, Erumapatty , Senthamangalam, Namakkal DT-637 013 | 15738 | Vodafone | Tamil Nadu | GBT
IN-1321675 | Elango adikal st | 13.1455 | 79.9081 | No.55, North Raja Street, Ikkadu Road, Thiruvallur - 602001 | TVLR48 | Airtel | Tamil Nadu | RT Tower
IN-1322182 | Thalayari Street | 10.4235 | 79.3169 | R Murukanantham, Ward C, Block 4, TS, No.82, Ramu Furniture Mart, Thalayari Street, pattukottai, Thanjavur - 614601 | PATT9 | Airtel | Tamil Nadu | RT Tower
IN-1322183 | Gorimedu (VST) | 10.7941 | 78.6781 | R. Vairamani,Ward K, Block No.32, TS No.55, Plot No.188 , New No.6, 11th Cross, Pon Nagar, Trichy -620001 | TRY237 | Airtel | Tamil Nadu | GBT
IN-1322240 | Mandapam | 9.2793 | 79.148 | C. Anbukarasi, No.16/193A, West maravar Street, Mandapam, Ramanadhapuram - 623518 | MNDPM4 | Airtel | Tamil Nadu | GBT
IN-1322255 | Maruthamalai road-Vadavalli | 11.029 | 76.9039 | Akila Rani, No.15/1, Periya Nagar, 3rd Cross, Vadavalli, Coimbatore-641041 | CBE573 | Airtel | Tamil Nadu | RT Tower
IN-1322271 | Sellur | 9.9331 | 78.1217 | M. Ayyankalai,35 A, Ayyanar Koil Street, Sellur, Madurai 625 002 | MDU298 | Airtel | Tamil Nadu | RT Tower
IN-1322526 | SHIVASHAKTI NAGAR | 10.5937 | 77.2538 | Mahesh Rani, 5 A, Dharapuram Road, Nearby Prasanna Engineering Works, Udumelpet-642126 | UMPT20 | Airtel | Tamil Nadu | RT Tower
IN-1322892 | Ramakrishna Road | 11.6768 | 78.1512 | R Ramasamy, No.23/21, Vivekanandanagar, Sri saradha College Road, Salem -636007 | SLM231 | Airtel | Tamil Nadu | RT Tower
IN-1324256 | Sathur | 9.3551 | 77.9183 | V. Lakshmi,Survey No.306, No.88, Padanthan Raod, Sattur, VirudhuNagar -626203 | SATR9 | Airtel | Tamil Nadu | GBT
IN-1324301 | Palaniappa nagar | 10.9992 | 76.9441 | N Rajammal, 9/125, E, Shanmugam Road, Ponnai Raja Puram, Coimbatore-641 001 / Commu Address: No,33, Shanmuga nagar, Sokkampudur Road, Coimbatore -1 | CBE593 | Airtel | Tamil Nadu | RT Tower
IN-1324838 | KATTUPALL (L&T Campus) | 13.3444 | 80.3383 | Kattupalli Road, Kattupalli Village, Thiruvallur, Tamil Nadu 600120 | KTPLY1 | Airtel | Tamil Nadu | GBT
IN-1069402 | Kadigur | 11.1672 | 79.1501 | KARUNANITHI, S/O MURUGASEN, KEELSTREET,KADIGOUR(PO),KALLANKURICHI VIA,ARIYALAM TK,PERAMBALUR.-9943223775. | 3299 | Vodafone | Tamil Nadu | GBT
IN-1321925 | METROZONE1 | 13.0828 | 80.1943 | The Metrozone, 44, Pillayar Koil Street, Anna Nagar, Chennai | CHM2368.. | Airtel | Chennai | RT Pole
IN-1324277 | PT RAJAN SALAI16 | 13.0461 | 80.2131 | M Anandan, Old No.10, New No.2, Bajanai Koil Street, Vadapalani- Chennai-600026 | CHM3574 | Airtel | Chennai | RT Tower
IN-1323957 | KOLATHUR MAIN ROAD9 | 13.116 | 80.2066 | C Baskar, No.102, North Redhills Road, Villivakkam, Chennai-600049 | CHM3469 | Airtel | Chennai | RT Tower
IN-1323951 | CHITLAPAKKAM9 | 12.9315 | 80.1395 | M JamunaRani, No.20, Thirumurugan Salai, Chitlapakkam, Chennai-600064 | CHM3335 | Airtel | Chennai | GBT
IN-1324750 | Tambaram Airforce Station4 | 12.9148 | 80.1269 | R Uma Maheswari, Plot No.4, No.2, Professors Colony Extention, IAF Road, East Tambaram, Chennai-600059 | CHM3595 | Airtel | Chennai | RT Pole
IN-1324805 | KATTANKULATHUR8 | 12.8089 | 80.0338 | B Vijayakumar, No.11, Pillayar Koil Street, Ninakaai Village, Kattankulathur, Chennai -603203 / Commu Address: No.26, C block, Sadasivam Street, Kattankulathur, Chennai - 603203 | CHM3564 | Airtel | Chennai | GBT
IN-1324931 | ASHOK NAGAR17 | 13.0384 | 80.2167 | M Rakesh, No.21/2, 7th Avenue, Ashok Nagar, Chennai-600083 / Commucation Address:New No.5, Jai Shankar Street, West Mambalam, Chennai-600033 | CHM3599 | Airtel | Chennai | RT Tower
IN-1326256 | JB ESTATE17 | 13.1165 | 80.1041 | K Damodaran, S/O P Kondaiya, No.27, Nehru Bazar, Avadi, Chennai-600054 | CHM3152 | Airtel | Chennai | RT Tower
IN-1128648 | Poonamallee High Road Micro2 | 13.0806 | 80.2687 | 1107, PH ROAD, PERIAMET, CH-03. | CHI397 | Airtel | Chennai | RT Pole
IN-1249060 | MULAYAPERUMAL ST, PARRYS | 13.0897 | 80.2839 | MR,JAHANGIRX ;no:31/73 malaiyaperumal st,ch-01 | CHI821 | Airtel | Chennai | RT Pole
IN-1006538 | SRM | 12.8217 | 80.0421 | SRM, PERUMAL KOIL STREET, POTHERI | CHN487 | Vodafone | Chennai | RT Pole
IN-1043735 | TTD Information Centre, T Nagar | 13.0355 | 80.2367 | #48, CAR-O-DROME, BESIDE TTD BUSINESS CENTRE, VENKATANARAYAN ROAD, T.NAGAR, CHENNAI-17 | CHI185 | Airtel | Chennai | RT Pole
IN-1043780 | Luz Signal Junction 2 | 13.0362 | 80.2682 | NO: 1, RK MUTT ROAD, MYLAPORE CHENNAI-4 | CHI261 | Airtel | Chennai | Wall Mount
IN-1043781 | Luz Signal Junction | 13.0362 | 80.2682 | No: 1, RK Mutt Road, Mylapore Chennai-4 | CHI147 | Airtel | Chennai | RT Pole
IN-1043719 | Pudupet2 | 13.0703 | 80.2663 | 63/25, HARRIS ROAD, PUDUPET, CHENNAI-2 | CHI176 | Airtel | Chennai | RT Pole
IN-1043683 | BIG Street - Micro | 13.0596 | 80.2755 | # 142, AZHAR MANSION, BIG STREET, TRIPLICANE, CHENNAI-05 | CHI187 | Airtel | Chennai | RT Pole
IN-1043734 | Triplicane2 | 13.0588 | 80.2741 | 53, BHARATHI SALAI(PYCROFTS ROAD), TRIPLICANE, CHENNAI. | CHI076 | Airtel | Chennai | RT Pole
IN-1043737 | Thiruvammiyur5 | 12.9878 | 80.256 | #69, SHAKTHI GUEST HOUSE, L.B ROAD, THIRUVANMIYUR, CHENNAI-41 | CHI263 | Airtel | Chennai | RT Pole
IN-1043736 | Thiruvammiyur3 | 12.9878 | 80.256 | #69, SHAKTHI GUEST HOUSE, L.B ROAD, THIRUVANMIYUR, CHENNAI-41 | CHI159 | Airtel | Chennai | RT Pole
IN-1320446 | TAMBARAM EAST7 | 12.922 | 80.1328 | S Prasad, No.14, Muthumariamman koil street, Aadhi nagar, East Tambaram, Chennai-600059. | CHM3120 | Airtel | Chennai | RT Tower
IN-1116780 | Urulaikudi | 9.2238 | 77.9542 | SENKOTTAI SINGAM, PETCHIAMMAL, 295/1. UURULAIGUDI, KADAILYUR (PO), ETTAI (TK), TUTICORIN.PH: 9942706873. | URLKD1 | Airtel | Tamil Nadu | GBT
IN-1323590 | 4th cross street | 11.5976 | 78.5939 | S Suramani, 118/A, Thirunavukarasu Nagar, Vinayakapuram, Attur, Salem-636102 | ATUR12 | Airtel | Tamil Nadu | GBM
IN-1322285 | Sannathi Street | 10.7853 | 79.1918 | Sarathambal, SF No. 172 / 41, Sannathi Street, Mariamman Koil , Thanjavur -613501 | TNJ71 | Airtel | Tamil Nadu | GBT
IN-1324258 | Vikramasingapuram | 8.7144 | 77.3842 | S/O A Gomathi Nayagam, No.40/3, Sri Annamalai Complex, Mill Road, Nearby Vaaikal Bridge, Vikramasingapuram-627425 | VSPM6 | Airtel | Tamil Nadu | RT Tower
IN-1324009 | Kilavasal | 10.7771 | 79.1601 | M Anbumani, Plot No.46, SF No.Old No.135/1C, New No.135/3, 2nd Cross Jothy Nagar, Nagai Road, Thanjavur-613001 | 15844 | Vodafone | Tamil Nadu | GBT
IN-1106955 | N.Pudupatti | 9.1125 | 78.0546 | R.MARIAMMAL, W/O.RAMASAMY YAKAR, NORTH STREET, N.PUDUPATTI, PADARUTHAPUL(PO), ETTAYAPURAM(TK), THUTHUKUDI(DT)-628902. PH.9487080628 04632-371798 | NPPTI1 | Airtel | Tamil Nadu | GBT
IN-1324300 | Ramalinga Road West | 11.0037 | 76.9479 | Gulam Dasthagir, Shemins Towers, No.512-518, Thadagam Main Road, RS Puram, Coimbatore-641 002 | CBE592 | Airtel | Tamil Nadu | RT Tower
IN-1324302 | VENKATESH NAGAR | 11.1029 | 77.3615 | Natarajan, S.F No. 44/2, RVE layout, Venkateshwara nagar, OPP KK Amman Kalyana Mandapam, Kangeyam Road, Tiruppur-641 604 / Commu Addres: No.4, Kathir Layout, 3rd Street, Kangeyam Road, Tiruppur. | TIR244 | Airtel | Tamil Nadu | RT Tower
IN-1324152 | Maruthur | 11.9362 | 79.4968 | K Sekar, S/o, Kannusamy Udayar , No.90, Bharathiyar Street, V.Maruthur, Villupuram-605602 | VLRM36 | Airtel | Tamil Nadu | GBT
IN-1324890 | Weavers colony | 12.1301 | 78.1569 | G. Murugesan, S/O Gopal, Old No.14, New No.59, 2nd Street, Weavers Colony, Dharmapuri -636701 | DPI31 | Airtel | Tamil Nadu | RT Tower
IN-1324848 | Asaraman | 8.1583 | 77.4579 | S Johny James, 10/1B, Opp to Nanoharan Hospital, Ashramam, Sucindram, Kanyakumari- / Commu Address: 11/22A, Chendenpudhur, Mylaudy, kanniyakumar- 629403 | ASRM1 | Airtel | Tamil Nadu | RT Tower
IN-1230551 | Rayapuram | 11.1053 | 77.3306 | NO.75, KUMARAPPAPURAM,2ND STREET,RAYAPURAM,TIRUPPUR | 659 | Vodafone | Tamil Nadu | RT Tower
IN-1325454 | Chairmanthottam 2 | 11.337 | 77.7123 | K Thangaraj K Yuvaraj,Aachi Towers , No.409, Brough Road, Perundurai Road, Erode -638011 | ERD102 | Airtel | Tamil Nadu | RT Tower
IN-1126672 | VIRALIPATTI | 10.7562 | 78.1962 | V.SAKKARAVARTHI, THANMPATTU, ATHIYUR POST, GINGEE TALUK, VILLUPURAM | VIRAL1 | Airtel | Tamil Nadu | GBT
IN-1128474 | Kodaikanal Christian Engg college 2 | 10.249 | 77.5296 | KODAICHRSTIANHOSTELMETRO | 185 | Vodafone | Tamil Nadu | RT Tower
IN-1127897 | PERUMAL KOVIL VALASUR | 10.6415 | 77.6427 | PERUMALKOIL VALASU,THIRUMALAI GOUN | 4221 | Vodafone | Tamil Nadu | GBT
IN-1122214 | PERIYATHANDA | 11.8453 | 77.6658 | A,Karuppannan, SF No: 537/6, 3/7-139, Pottaiyan kadu, Sinna Thanda post, Methipalayam, Mettur TK, Salem Dt, 04298-293777 | 4369 | Vodafone | Tamil Nadu | GBT
IN-1325826 | Lic Nagar | 10.7605 | 78.6816 | N Muruganandam, SF No.549/12A, Main Road, Thangachimadam, Ramanathapuram -623529 | TRY238 | Airtel | Tamil Nadu | GBT
IN-1128407 | Mtp Palayam Metro | 11.2947 | 76.9431 | HOUSE SIDE NO:24, PANDIYAN TUNAI LAYOUT, | 636 | Vodafone | Tamil Nadu | GBT
IN-1127316 | Cholavaram | 12.7286 | 79.6285 | K Krishnan S/O Kondian Gounder No. 367 Mettu St, Cholavaram Vill | CLVRM1 | Airtel | Tamil Nadu | GBT
IN-1230552 | Dotabetta | 11.4022 | 76.7369 | #N/A | 660 | Vodafone | Tamil Nadu | GBT
IN-1233236 | PDMD7G | 11.1286 | 78.0161 | SLIMD1,INFRATEL,Mrs.V.Manoranjitham,W/o,M.venkatra | PDMD7G | Airtel | Tamil Nadu | GBT
IN-1243551 | MDKLR7G | 9.3464 | 78.515 | SELVI AMMAN KOIL STREET, MUDHUKULATHUR,RAMATHAPURAM DIST-623704 | MDKLR7G | Airtel | Tamil Nadu | GBT
IN-1261388 | ERRASAI | 10.9778 | 79.6143 | ERRASAI | EKYNR1 | Airtel | Tamil Nadu | GBT
IN-1296380 | VIT BOYS HOSTEL | 12.9733 | 79.16 | Boys Hostel, VIT College, Vellore | 16100 | Vodafone | Tamil Nadu | RT Pole
IN-1299105 | MARS EXPORT(MORVI TEXTILES) | 10.9131 | 78.0366 | M/S JAIRAMS ARTS AND SCIENCE COLLEGE, NH 7, KARUR-MADURAI BYE PASS ROAD, ATTAMPRAPPU, KAKKAVADI POST, KARUR-639003. 9952410253/7708067499 | KRRM16 | Airtel | Tamil Nadu | RT Pole
IN-1312728 | M G R Nagar ( Krishna Colony ) | 11.0043 | 77.009 | S/O Narayanaswamy A, SF.No.205,206, 3rd St, MGR nagar, Coimbatore-05 | CBE526 | Airtel | Tamil Nadu | RT Tower
IN-1313266 | Putheri | 8.2161 | 77.4335 | No.9, 8-470/8, Agasthiswaram TK, Rukkamani Nagar, Puttiry, Nagarkovil-629001 | PUTR1 | Airtel | Tamil Nadu | GBT
IN-1313275 | Kamala Pillai st | 12.8985 | 79.1392 | S/o Shanmugam, SF.No.153, Allah Puram, Near DKM College, Sainathapuram, vellore | VLR95 | Airtel | Tamil Nadu | GBT
IN-1116852 | Manal Mutupatti | 10.2056 | 78.4072 | Mr.N.Raman,1/330,Manel Metu Patti,Chokalingam Post,Melur Taluk,Madurai-625 103-Ph-9787850375 | MANAL1 | Airtel | Tamil Nadu | GBT
IN-1109869 | Elandaikulam | 9.6623 | 77.7067 | R.Ganesan, S/o.Ramaiah, North Street, Elanthaikulam, Srivillipudhur(tk), Virudhugar | INDKM1 | Airtel | Tamil Nadu | GBT
IN-1031420 | Ramnagar | 11.0133 | 76.9626 | Ramnagar, coimbatore | 633 | Vodafone | Tamil Nadu | RT Pole
IN-1031229 | New Thudiyalur | 11.0633 | 76.9435 | New Thudiyalur | 1069 | Vodafone | Tamil Nadu | GBT
IN-1031604 | New Peelamedu | 11.0276 | 77.0153 | N. SUBRAMANIAN, SF NO:365/PART, SITE NO:1, MAHALAKSHMI COMPLEX, THANEERPANDAL, COIMBATORE-641004. | 1068 | Vodafone | Tamil Nadu | GBT
IN-1059988 | KOKARAYANPATTIMAIN ROAD | 11.3629 | 77.8838 | MR.K.M.RAMASAMY & MR.R.ARUNACHALAM, S.F.NO.215 & 216/1, KAKARAYANPATTY MAIN ROAD, KOLLAPATTY, THIRUCHENGODU, NAMAKKAL DIST - 637 211. PH: 04288 - 285432. | TCGD11 | Airtel | Tamil Nadu | GBT
IN-1061443 | TVS Suzuki Ltd | 12.7385 | 77.7848 | Tvs Suzuki Ltd, Hosur | HSR58 | Airtel | Tamil Nadu | RT Tower
IN-1060201 | Erichanatham | 9.6306 | 77.8174 | ERCHM1, MR.KARUPPAIYA(COUNSELLER)BLOCK NO.2/117,ERICHANATHAM,SIVAKASI TALUK,VIRDHUNAGAR DIST.-626 103.PH:94427-50529 | ERCHM1 | Airtel | Tamil Nadu | GBT
IN-1082417 | VELLAPUTHUR | 12.5761 | 79.8284 | Mrs.Paripooram, Survey No:487/19(old314/7) situated at Vellappu,Vellaputhur Village & Post,Uthiramerur Taluk,Kanchipuram. | VLPHR1 | Airtel | Tamil Nadu | GBT
IN-1086838 | POIGAI | 9.1421 | 77.4931 | SANMUGAIAH, 175-A, NEW NO.1/63, POIGAI, SANKARANKOIL(TK), TIRUNELVELI(DT)-627856. | POIGI1 | Airtel | Tamil Nadu | GBT
IN-1106574 | Kodanallur | 12.4739 | 79.6332 | Mr.R.Thangaraj,S/O.Rangan,Kodanallurr post&village,Vandavasi Tk,Thiruvannamalai Dist,604408,Ph-9283290210 | KODNL1 | Airtel | Tamil Nadu | GBT
IN-1128472 | Kodaikanal Bus stand | 10.2445 | 77.5306 | KODAIBUSMETRO | 184 | Vodafone | Tamil Nadu | RT Tower
IN-1320198 | Periyar nagar | 12.7229 | 77.8257 | S/O Anjappa, SF.No.73A/1C3, Periyar Nagar, 100Ft Ring Road, Hosur, Krishnagiri DT-635109 | HSR97 | Airtel | Tamil Nadu | RT Tower
IN-1318267 | Amaravathi Palayam | 11.0709 | 77.3833 | W/O Arjunan A, SF.No/369, Balaji Nagar, Vivekananda School Opp, Kovil Salai, Dharapuram Road, Muthanampalayam, Tirpur-641606 | AMARW1 | Airtel | Tamil Nadu | GBT
IN-1318826 | Coimbatore | 11.0431 | 76.9478 | No.127, Mettupalayam Road, Koundampalayam, Coimbatore-641030 | CBE579 | Airtel | Tamil Nadu | RT Tower
IN-1318828 | NEW TIRUPUR BUS STAND | 11.135 | 77.3421 | B Sathish, S/o G Balakrishnan, No.778/5, Pitchampalayam, Pudur, P.N.Road, Tiruppur-03 | TIR301 | Airtel | Tamil Nadu | RT Tower
IN-1318805 | Pichandar kovil | 10.8804 | 78.6988 | Mr.Jegadeesan,Krishneveni Apartments,II nd Floor,Pitchandavar koil,Trichy. | TRY233 | Airtel | Tamil Nadu | GBT
IN-1319663 | Shivaya nagar | 11.6827 | 78.136 | Shanmugam M, S/O E Murugan, Durga Nagar, Erikarai main Road, Rediyar, Salem-4 | SLM225 | Airtel | Tamil Nadu | RT Tower
IN-1320571 | Vellore | 12.8872 | 79.1367 | P.Rajinikanth, S/o Panner selvam, 1st street Maanthopu, Otteri Vellore 632002. | VLR84 | Airtel | Tamil Nadu | GBT
IN-1321829 | Toll Gate, Vellore | 12.9005 | 79.1356 | S Porkamalam, S.Porkamalam, W/O. N .Sankar, S.No.147 /1B , Srinivasa Mudali Street, Sankaranpalayam, Vellore - 632001 Landmark: Grand Lingam Residency. | 15796 | Vodafone | Tamil Nadu | RT Tower
IN-1321258 | Doctors colony | 11.0228 | 76.9704 | Jayanthi Balakrishnan,No.12, Dr.Radhakrishnan Road, Gandhipuram, Coimbatore -641012 | CBE570 | Airtel | Tamil Nadu | RT Tower
IN-1321149 | Vani Vasanthi Theatre | 13.093 | 80.2586 | V Manickam, No.145, Perambur Barakks Road, Chennai-600007/ Commu Address: No.37, Kutty Street, Puraisaivakkam, Chennai-600007 | CHN3561 | Vodafone | Chennai | RT Tower
IN-1325070 | POONAMALLEE TOWN11 | 13.0468 | 80.0979 | Mrs. T. Suguna, W/O, Mr.Thiyagarajan, No.2, Sundar Nagar, Poonamallee, Chennai - 600056 | CHM3601 | Airtel | Chennai | RT Tower
IN-1325923 | Kolathur 26 | 13.1234 | 80.2235 | Mrs. Jayachithra w/o, Shankar,No.21/1, 1st main Road, Velavan Nagar, Kolathur, Chennai-600099 | CHM3541 | Airtel | Chennai | RT Tower
IN-1325925 | Valasaravakkam 14 | 13.0407 | 80.1743 | G.Sankaran, Mr.G.Sankaran, No.5, Erikarai salai, Ambedkar street, Valasaravakkam, Chennai-600087. | CHM3577 | Airtel | Chennai | RT Tower
IN-1326123 | MADIPAKKAM33 | 12.9742 | 80.192 | E Varadhan, Plot No.11, Medavakkam Main Road, Ullagaram, Chennai-600091 / Communication : No.10/16, Murugan Street, Pulithivakkam, Chennai -91 | CHM3609 | Airtel | Chennai | RT Tower
IN-1326469 | Kilpauk8 | 13.0732 | 80.2382 | AMS Mohamedha Varidha AMS Ilman Nafiya, No.64/55, PC Hostel Road, Chetpet, Chennai -600031 | CHM2708 | Airtel | Chennai | RT Tower
IN-1326472 | Sholinganallur35 | 12.8859 | 80.2296 | Mrs. Yosodha , No.12, Bharathi Nagar, 1st Main Road, , Near Ponniamman Koil , Sholinganallur - 600119 | CHM3616 | Airtel | Chennai | GBM
IN-1326622 | Dasarathapuram7 | 13.0556 | 80.2021 | G Arul Mozhi G Dinesh Raj G Mohan Raj, No.14/15, NSK Street, Mathiyalagan Nagar, Saligrammam , Chennai -600093 | CHM3261 | Airtel | Chennai | RT Tower
IN-1326620 | Ramapuram15 | 13.0359 | 80.1692 | E Roshan Jespaul, S/O, E.Easudoss, No.16, Senthil Nagar Anex 1st Main Road, Porur, Chennai-600116 | CHM3446 | Airtel | Chennai | RT Tower
IN-1306824 | Veerapandi privou | 11.1715 | 76.9513 | Mrs.M. Rajarajeshwari, SF No.996, 996/1, Veerapandi Privu, Coimbatore 641047 | PNPM21 | Airtel | Tamil Nadu | GBT
IN-1325333 | Guduvanchery 5 | 12.8462 | 80.0614 | D. Ganapathy, No.93B, GST Road, Guduvanchery, Chennai - 603202 | CHN3592 | Vodafone | Chennai | GBT
IN-1325757 | KANDACHAVADI16 | 12.9627 | 80.2515 | Mr.Devakumar, S.No.64, N0.2/853B, krishna nagar 7th cross street, krishna nagar palavakkam, chennai 600041 | CHM3515 | Airtel | Chennai | GBM
IN-1326196 | Pulianthope - Veeracheety Street | 13.1011 | 80.2654 | R. Natarajan, No.15/6, Prakash Rao Colony , Pulianthope, Chennai -600012 | CHN3596 | Vodafone | Chennai | RT Tower
IN-1326794 | Otteri2 | 13.0948 | 80.2523 | K.Leelavathy,No.44, Narayanan Main Road, Otteri, Chennai- 600012 | CHN3901 | Vodafone | Chennai | RT Tower
IN-1326882 | Mogappair East18 | 13.0746 | 80.1874 | D. Mala, No.6, Vandiamman Koil Street, Padikuppam , Chennai-600107 | CHM3034 | Airtel | Chennai | RT Tower
IN-1326915 | Kodungaiyur21 | 13.1423 | 80.2451 | A Vijaya Lakshmi, W/o, N.R.Ashok Kumar, P.No.9, Kattabomman Main Road, RV Nagar, Kodungaiyur, Chennai- 600118 | CHM3625 | Airtel | Chennai | RT Tower
IN-1326921 | Mudichur20 | 12.9301 | 80.095 | R Karthika, No.69, Sapthagiri Nagar, Pandian Street, Haritha Enclave, West Tambaram, Chennai-600045 | CHM3418 | Airtel | Chennai | GBM
IN-1326923 | Jb Estate21 | 13.1043 | 80.1136 | Lakshmi Ammal , No.14, Yamunai Street, Vasantham Nagar, Avadi, Chennai -600071 / Communication Address: Old No, 19, New No.9, South Bazzar, Pattabiram, Chennai -72 | CHM3627 | Airtel | Chennai | GBM
IN-1326926 | Mangadu9 | 13.026 | 80.1044 | D Balaji,S/O K Dhamodharan, No.7, Amman Murugan Nagar, Mangadu, Chennai-600122 | CHM3422 | Airtel | Chennai | RT Tower
IN-1326814 | Korukupet12 | 13.1172 | 80.2846 | Mr.Karthik Kumar, No.338, T H Road, Old Washermenpet, Chennai -600021 | CHM3396 | Airtel | Chennai | RT Tower
IN-1326820 | Nerkunram18 | 13.0589 | 80.1781 | K Velu, S/o. Kandan, No.1, Vada Venniamman Nagar, 4th Street, Maduravoyal, Chennai-600095 | CHM3621 | Airtel | Chennai | RT Tower
IN-1326839 | Besant Nagar9 | 13.0069 | 80.2608 | Sivaraman, No.1, Sri Padmnaba Nagar, 5th ST, Adyar, Chennai-20 | CHM3115 | Airtel | Chennai | RT Pole
IN-1326834 | Kaladipet4 | 13.1567 | 80.3011 | M S Ramadas, No.181, T.H. Road, Kaladipet, Chennai - 600019 | CHM3154 | Airtel | Chennai | RT Tower
IN-1326832 | Madipakkam28 | 12.9724 | 80.1953 | A.Venugopal, No.22 / 54, Puzhithivakkam Main Road, Madipakkam, Chennai-600091 | CHM3426 | Airtel | Chennai | GBM
IN-1326831 | Madipakkam30 | 12.9578 | 80.2037 | Mr.SM Ali,S/o Haji Inbrahim, No.261, Kuberan Nagar, Extn 8th Street, Madipakkam-91 | CHM3433 | Airtel | Chennai | RT Tower
IN-1326830 | Perungalathur19 | 12.916 | 80.0979 | Mr. S Gopalakrishnan , S/O, Selvaraj, No.26, Chruch Road, Annai Indra Nagar, West Tambaram- Chennai -600045 | CHM3190 | Airtel | Chennai | RT Tower
IN-1326866 | Kolapakkam | 12.8747 | 80.1083 | Survey No. 55, Kolapakkam Village, Chengalpattu Taluk, Kanchipuram District. | CHN3784 | Vodafone | Chennai | GBM
IN-1326868 | Velachery | 12.9787 | 80.2215 | Old No.36A, New No. 287, Velachery Main Road, Velachery, Chennai | chn3786 | Vodafone | Chennai | RT Pole
IN-1329315 | POONA1 | 13.0474 | 80.0838 | Vivekananda Royal Farms,No.1, Nazarathpet Village, Poonamalle, Chennai-600123 | CHM3633 | Airtel | Chennai | GBT
IN-1306315 | KPR Mills | 11.4511 | 77.2642 | K.P.R. MILL LIMITED, Indiyam Palayam, Arasur PO, Sathyamangalam TK, Erode DT-638454 | KPRMM1 | Airtel | Tamil Nadu | RT Pole
IN-1319254 | FAIRLANDS | 11.1032 | 77.3568 | Mr.Jaganathan,No:21,2nd st,KNP colony,Tirupur-641604 | 15675 | Vodafone | Tamil Nadu | RT Tower
IN-1319675 | GANDHI NAGAR | 12.5254 | 78.212 | Udayapriya K, No.65/2A1,Gopala krishnan colony 2nd cross street, londonpettai, Krishnagiri-1, Communication Addrress- No.50/2A2, Guru nivas, Wahaf nagar, kattikanapalli, Krishnagiri-1 | KGRI23 | Airtel | Tamil Nadu | GBT
IN-1324007 | East Boulewar Road | 10.8244 | 78.6999 | Kmanthan Masjid, No 34, Babu Road,Trichy, 620008 | 15843 | Vodafone | Tamil Nadu | RT Tower
IN-1324012 | Thandalai | 10.7842 | 79.5999 | H Kailasam, S.F.No: 72/4, Subdivision 72-1, Patta No.336, Sivan Kovil Street, Thandalai, Thiruvarur- 613701 | 15845 | Vodafone | Tamil Nadu | GBT
IN-1325788 | Oldbyepass Road | 12.9282 | 79.1312 | M Raman, S/o. N.Manickam, No.1/2, Old Bye pass Road, Vellore-632001 / Comuni Address:No.2, Abdul Kalam salai, Thendral Nagar, Sathuvacheri , Vellore-9 | VLR115 | Airtel | Tamil Nadu | RT Tower
IN-1324808 | ANNA NAGAR | 12.9047 | 79.314 | J Saraswathy, No.188, Vellore Main Road, Arcot- 632503 / Commu Address : No.69 I, Kannamangalam Koot Road, Arcot -632503 | ARCT10 | Airtel | Tamil Nadu | GBT
IN-1326384 | TIRCHY ROAD | 11.0245 | 77.1226 | Anbarasu Kandhasamy,S/o, S.A.Kandhasamy, 14/33 A, Chairman Karupanna Devar Street, Sulur, Coimbatore - 641402 | SULR15 | Airtel | Tamil Nadu | RT Tower
IN-1326385 | KAVERI NAGAR | 10.9907 | 76.991 | Francis Rozario Lourduraj, 29 L, Kaveri Nagar, Ramanathapuram PO, Church Road, Coimbatore - 641 030 | CBE606 | Airtel | Tamil Nadu | RT Tower
IN-1326386 | SANGANUR ROAD | 11.0366 | 76.9533 | S,Maria Silluvai,Mr. S. Maria Silluvai , S/o, Silluvai Arulappan , No.3/28, Nethaji Nagar, Sanganoor Main Road, Coimbatore- 641027 | CBE607 | Airtel | Tamil Nadu | RT Tower
IN-1326899 | Thiyagadurgam 2 | 11.7447 | 79.0706 | V Rajeshwari, W/O, Venkatachalapathi , S.F No.25/ 3A / 3B , Behind Police Station , Near Boys Hostel, Thiyagadurgam, Kallakurichi TK, Villupuram Dt-606206 | TGDRM2 | Airtel | Tamil Nadu | GBT
IN-1326912 | Coimbatore (M Corp.) Ward No.-0005 | 11.0078 | 77.0563 | R Ganesan, No.8, Kokkalai Thottam, Ondipudur, Coimbatore -641016 | CBE530 | Airtel | Tamil Nadu | GBT
IN-1326450 | Old Byepass road | 12.926 | 79.1284 | Mr.K. Sethuraman, S/O. Kumarasamy, No.23, MPS Salai, Bye Pass Raod, Vellore- 632004 | VLR104 | Airtel | Tamil Nadu | RT Tower
IN-1326453 | sripuram | 12.9225 | 79.1423 | Malliga.P, No.14, 1st Suruttukkara Street, Saidapet, Vellore -632 612 | VLR108 | Airtel | Tamil Nadu | RT Tower
IN-1326437 | Thirupathisaram | 8.2071 | 77.4489 | T. Ramaswami, Mr.T. Ramaswami, S/o. Mr.Thavasi Konar, S.No.164/2A, Thalakudi Road, Tirupathisaram, Kanniyakumari -629901 | NGL65 | Airtel | Tamil Nadu | GBT
IN-1326607 | kaspa | 12.9063 | 79.1223 | H Mohammed Akbar Basha, H Mohammed Akbar Basha, No.80, Abdul Kalam Nagar, Jani Poonthotam, RN palayam, Vellore- 632001 | VLR107 | Airtel | Tamil Nadu | RT Tower
IN-1326619 | Ganeshapuram | 11.1724 | 77.0551 | A. Shanmugam, No.296 , 1F2, Sathy Main Road, Opp KVB Bank, Ganeshapuram, SS Kulam VIA, Coimbatore 641107 | GNSHM1 | Airtel | Tamil Nadu | GBT
IN-1326617 | Indira Nagar | 11.0159 | 77.0321 | Mr.Velmurugan Ramasamy, No.6, Bharath Nagar, Neelikonampalayam , Coimbatore - 641 033 | CBE520 | Airtel | Tamil Nadu | RT Tower
IN-1326842 | Nataraj Nagar | 11.0421 | 76.9348 | Mr.Nagaraj, No.72, P T Colony, Rajappa Nagar, Koundampalayam, Coimbatore-641 030 | CBE519 | Airtel | Tamil Nadu | GBT
IN-1326857 | Keelpanangadu | 9.9721 | 78.1299 | M Sivakumar, 12, L.M. Complex, Gayathri Nagar 1st Street, Uchaperambu Main Road, Iyer Bungalow, Marurai -625014 | MDU303 | Airtel | Tamil Nadu | RT Tower
IN-1326935 | Gandhi Nagar | 12.9544 | 79.1472 | C Ashwinraj, C. AshwinRaj, Plot No. B-553, Door No.13, 24th Cross Street, Gandhi Nagar, Vellore-632006 | KTP20 | Airtel | Tamil Nadu | GBT
IN-1327005 | Adanakottai2 | 10.5279 | 78.9598 | V Senthilkumar , S.No.51/4, , 51/5, New Agraharam Street, Madathukadai, Adhanakottai PO, Pudukkottai -622203 | ADNKT2 | Airtel | Tamil Nadu | GBT
IN-1329309 | Pattinamkattan2 | 9.356 | 78.865 | Syed Badusha, s.No.395 Part 8 , MSS complex back side, Rameshwaram highway, Pattinamkathan Village, Ramnad Taluk dist - 623801 | PTKTM2 | Airtel | Tamil Nadu | GBT
IN-1329310 | Anna nagar 2 | 9.9192 | 78.1518 | M. Rani, W/o, Munisamy, 253/2, Bahathsingh Street, Annanagar, Madurai -625 020 | MDU310 | Airtel | Tamil Nadu | RT Tower
IN-1329308 | THANTHONIMALAI 63 | 10.9306 | 78.0893 | B Vanitha, B, W/O, Bomman, 16/4, BarathiDhasan Nagar, 3rd Cross, Thanthonimalai, Thanthoni, Karur-639005 | KRR63 | Airtel | Tamil Nadu | GBT
IN-1329319 | KG Kandigai 3 | 13.1722 | 79.5171 | K Ragupathi, S.No.149/12, 149/14, 149/11, K.G.Kandigai, Chittor Road, Tiruvallur DT-631205 | KGKDI3 | Airtel | Tamil Nadu | GBT
IN-1329316 | THIRUVALLUVAR NAGAR 1 | 9.5345 | 78.599 | Muniyasamy S/o MuthuSelvam -12/338, Thiruvalluvar Nagar, Paramakudi, Ramanathapuram dist- 623707 | PMKD13 | Airtel | Tamil Nadu | GBT
IN-1329606 | Bommidi | 11.9806 | 78.2422 | K.Venkatachalam, SF No.9/3B, Patta No.370, R.Nagar, Bommidi, Dharmapuri DT, Pappireddipatti TK, 635301 | 15987 | Vodafone | Tamil Nadu | GBT
IN-1324807 | Maraimalai Adiyan Street | 12.5679 | 78.5719 | Ward No.14, Parthasarathi Street, Grade 3 Municipality , Jolarpetai-635851 / Communication Address: No.11/2, Gandhi Road, Edaiyampatti, Jolarpettai-635851 | JOLR12 | Airtel | Tamil Nadu | GBT
IN-1326258 | VANDALUR19 | 12.8898 | 80.0819 | K.Ramu, Plot No.28 A, No,2/336, 1st Lakshmi Nagar, Vandalore- 600048 | CHM3612 | Airtel | Chennai | RT Tower
IN-1326904 | Govindanagaram | 9.9105 | 77.5062 | R Varadharajan, S/o, Rengalwar, 207, 3D, Govindanagaram, Theni DT-625 517 | GVNG1 | Airtel | Tamil Nadu | GBT
IN-1326917 | Redhills High Road6 | 13.1538 | 80.2032 | Mrs.N.Radha, W/o, Mr.Narasimman,No.459/2, Bharathiyar Street, Puzal, Chennai 600066 | CHM3626 | Airtel | Chennai | GBM
IN-1329320 | Surya nagar 2 | 9.9624 | 78.1566 | S Mohammed Elyas , SF No.4/3, Kodikulam 1st Steet, Alameen Nagar, Surya Nagar, Madurai - 625 007 | MDU311 | Airtel | Tamil Nadu | GBT
IN-1329317 | Arasu Paniyalar Nagar | 11.0551 | 77.0153 | Mr.V Senthil kumar, S/o. Velligiri, S.F No.2218/1, D No.2/3, Senthil Nagar, Cheranmanagar, Vilankurichi Road, Coimbatore -641035 | CBE603 | Airtel | Tamil Nadu | GBT
IN-1329461 | VEERAPANDIA NAGAR3 | 13.0627 | 80.2183 | Mrs. L shanthi , W/o. Lakshmanan, No.72/1, Parri Street, Choolaimedu, Chennai -600094 | CHM3575 | Airtel | Chennai | RT Tower
IN-1329831 | Vedamaptti 1 | 11.0607 | 76.9896 | Mr.A. Marusamy, S/o, Mr.Arukutty Gounder, S.F No. 217/ 2B, Sarvanapatti Village Road, Coimbatore- 641006 | CBE609 | Airtel | Tamil Nadu | GBT
IN-1261985 | EMBAL | 10.0223 | 78.958 | MRS.RAJAMANI,W/o.MR.PALANIVEL AMBALAM S.NO.72/20 EMBAL VILLAGE, AAVUDIYARKOIL TALUK, KEELANILAI SUB-DISTRICT PUDUKOTTAI REG-DISTRICT AND DISTRICT PH : 9443494880 | EMBAL1 | Airtel | Tamil Nadu | GBT
IN-1324545 | Choolaimedu10 | 13.0609 | 80.2314 | Mrs.V.Padmavathi, W/o, Venugopal, No.46 / 26, Sowrastra Nagar 9th Street, Choolaimedu, Chennai -600094 | CHME10 | Airtel | Chennai | RT Tower
IN-1326880 | Madhavaram18 | 13.1482 | 80.227 | G Murugan,No.66/1, Seethapathy 7th Street, Madhavaram, Chennai -600060 | CHM3333 | Airtel | Chennai | GBM
IN-1329314 | Jb Estate 22 | 13.1095 | 80.1101 | D Hemendran, No.39, AGD Nagar, Paruthipattue, Avadi , Chennai -600054 | CHM3634 | Airtel | Chennai | GBT
IN-1333814 | Avadi20 | 13.1371 | 80.1031 | B. Jayakumar, No.25 B, Main Road, Kovilpadhagai, Chennai - 600062 | CHM3662 | Airtel | Chennai | RT Tower
IN-1334182 | Ayanavaram vp colony | 13.0954 | 80.2365 | Mrs.E.Mahalakshmi, W/o, Elango, No.26/29, Palaniappa Nagar, 2nd Street, Ayanavaram, Chennai - 600023 | CHN3913 | Vodafone | Chennai | RT Tower
IN-1334335 | Choolaimedu9 | 13.058 | 80.2307 | No.97, New Market Street, Choolaimedu, Chennai -600094 | CHM3576 | Airtel | Chennai | RT Tower
IN-1335702 | TNHB Layout | 13.0975 | 80.15 | Mr.H.MuraliKrishnan, No.39, P.V.City, Athipattu, Ambattur, Chennai-600053 | CHM3713 | Airtel | Chennai | RT Tower
IN-1335709 | R.V.Nagar- Anna Nagar | 13.0864 | 80.2274 | A Azeez Rahuman,No.170, RV Nagar Main Road, D Block, Annanagar East, Chennai-102 | CHN3922 | Vodafone | Chennai | RT Tower
IN-1335710 | Thatankuppam | 13.1168 | 80.1985 | Dayalan Dakshayani Dayalan, No.22A, Venkatesa Thiyagaraya Nagar, Korattur, Chennai-80 | CHN3923 | Vodafone | Chennai | RT Tower
IN-1335807 | AMBTX5 | 13.1005 | 80.1617 | Mr.A.Prakash, No.27, Vellalar Street, 3rd Main Road, Ambattur, Chennai -600058 | CHM3724 | Airtel | Chennai | RT Tower
IN-1326994 | Pudupatnam9 | 12.5063 | 80.1521 | Mr.G .Gopal, S/O. Govindaraj, Patta No.485, S.NO, 293 - 1B 1B, Thirukazhukundram TK, Pudupattinam PO, Kanchipuram DT-603102 | PUDU9 | Airtel | Chennai | GBT
IN-1326313 | GANGAIAMMAN KOIL STREET | 12.6917 | 79.9744 | B.Sumathi, W/O, M.Boopathy, No.18, Gangai Amman Koil Street, Chengalpet-603002- Near Gandhi Salai | CHPT28 | Airtel | Tamil Nadu | RT Tower
IN-1326933 | Sathuvachery | 12.9362 | 79.1668 | N Nirmala Bhai, No. C 19 , Phase 1, South Avenue Road, Sathuvachery, Vellore- 632004 | VLR109 | Airtel | Tamil Nadu | GBT
IN-1331899 | Golden Temple Complex | 12.8701 | 79.0927 | K Ruckmani,No.1/523 H, Thirumalai Nagar, Ariyur Post, Vellore DT- 9790570923 | ARYUM3 | Airtel | Tamil Nadu | RT Tower
IN-1333059 | Rajiv gandhi nagar | 12.783 | 78.7128 | P Selvi, No.131/2, Bye Pass Road, Ambur, Vellor DT-635 802 | AMBR18 | Airtel | Tamil Nadu | RT Tower
IN-1333046 | BANAVARAM | 13.0177 | 79.4856 | R Chithra Devi, No.91, 3rd Street, Venkateshwara Nagar, Banavaram, - 632505 | BNVRM3 | Airtel | Tamil Nadu | GBT
IN-1333058 | PANAIYUR | 12.0373 | 79.1324 | Mr.Anthoniraj, Survey No. 67 / 3B, Panaiyur Village, Thiruvannamalai DT-- 606806 | PIYUR2 | Airtel | Tamil Nadu | GBT
IN-1334224 | MC Road | 12.7884 | 78.7235 | 72, MC Road, Ambur, Vellore -635802 | AMBR35 | Airtel | Tamil Nadu | RT Tower
IN-1334338 | Royal Enfield-Vallam plant-1 | 12.8954 | 79.9243 | 131 132, N.H 4, Vellai Gate, Parameshwari Nagar, Vadekkal,Kancheepuram | 18057 | Vodafone | Tamil Nadu | GBM
IN-1335130 | Schwing Stetter-1 | 12.9976 | 80.0208 | F71, SIPCOT Industrial Estate, Irungattukottai, Sriperumpudur, Tamil Nadu 602117 | 18064 | Vodafone | Tamil Nadu | RT Pole
IN-1335680 | Annaicut | 12.876 | 78.9892 | Mr.R Mahendran, S/o, SM. Renga Reddy, SF No.187/4, Patta No.854, Bazzar Street, Anaicut TK, Vellore DT-632101 | ANNCT3 | Airtel | Tamil Nadu | GBT
IN-1335674 | BRAHMAPURAM | 12.9667 | 79.1703 | Mr.P.Damodharan, S/o.Late L.Ponnusamy, No.34, Chennai Salai, Bramapuram, VIT post, Katpadi, Vellore -632014 | VLR140 | Airtel | Tamil Nadu | GBT
IN-1329673 | Tambaram Court | 12.9284 | 80.1152 | Mr.B.Rajamohan, S/o, Mr.M.Balusamy, No.11 A, Ramakrishna Iter Street, West Tambaram, Chennai-600045 | CHN3906 | Vodafone | Chennai | RT Tower
IN-1333602 | Cresent Engineering College 4 | 12.8782 | 80.079 | Mrs.Uma Maheswari, W/o, K.Dhanasekaran, No.4/164, GST Road, Opp Cresent Engineering College, Vandalore, Chennai -600048 | CHM3613 | Airtel | Chennai | RT Tower
IN-1333605 | Saidapet Market 9 | 13.0278 | 80.2196 | Mr. K Guruswamy , S/O. Mr.Kamaraj, 80/92, Kodambakkam Road, West Mambalam, Chennai -600033 | CHM3659 | Airtel | Chennai | RT Tower
IN-1333813 | Guduvanchery23 | 12.8388 | 80.0581 | N. Veeraraghavan, No.5, Srinivasapuram Layout, Guduvanchery -603202 | CHM3661 | Airtel | Chennai | GBM
IN-1335670 | Vandikaran Street7, Velachery | 12.9934 | 80.2123 | Mr.Durairaj, S/o, Mr.Durai Sami,No.384 , LIG-1, TNHB, 5th Avenue, TNHB Colony, Velachery -600042 | CHM3689 | Airtel | Chennai | RT Tower
IN-1325829 | Potheri | 12.8197 | 80.0375 | Kavitha, No.13, Kambar Street, Potheri, Chenna-603203 | CHN3593 | Vodafone | Chennai | RT Tower
IN-1326873 | Velachery14 | 12.978 | 80.2076 | C Bhaskar ,No.55 B, Saraswathi nagar, 4th Street, Adambakkam, Chennai - 600088 | CHM3086 | Airtel | Chennai | RT Tower
IN-1326844 | Thillai Nagar | 10.8203 | 78.6795 | K Kalimuthu, S/O.P.Kalimuthu, Ward No.D56, Block 20, TS No.44, No.4, Barathidasan Nagar, 10th Cross West Extn, Thillai Nagar, Trichy -620018 | TRY209 | Airtel | Tamil Nadu | RT Pole
IN-1331901 | Old Housing Unit | 10.7633 | 79.1285 | G Edward Tennyson , S/o, M.George, S.F No. 3645, Shop, No.3, Abiniyas Hotel Upstairs, Yagappa Nagar, Thanjavur-613005 | TNJ80 | Airtel | Tamil Nadu | RT Tower
IN-1326848 | Indra Nagar Uthamapalayam | 9.7972 | 77.327 | S Mohamed Adam, Survey No: 2083/ 2, Adam's Nagar, Bank Of Baroda upstairs, Cumbam Main Road, Uthamapalayam, Theni DT- 625533 | UTPM3 | Airtel | Tamil Nadu | RT Tower
IN-1326903 | Myaladumparai | 9.758 | 77.5318 | Mr.A.Subramani, S/o, Arunachalam, SF No.453/4 , Varasanadu Main Road, Thangammalpuram -PO, Andipatti TK, Theni DT-625579 | MLDM1 | Airtel | Tamil Nadu | GBT
IN-1326905 | Thadicheri | 9.939 | 77.4855 | Mrs.G Lakshimiyammal, W/o, Gurusamy, SF No.203/5, 3rd Ward, Bank Street, Sri Rengapuram, Thadicheri Village, Veerapandi, Theni - 6255534 | TDCH1 | Airtel | Tamil Nadu | GBT
IN-1334193 | Kalladaikurichi10 | 8.6863 | 77.4594 | B Amuthavalli W/o Esakkiyappan No 311 Karanthai idakkudi Street, Kallidakurichi Tirunel Veli - 627416 | KLDKC10 | Airtel | Tamil Nadu | GBT
IN-1334709 | Sundakurichi | 8.9816 | 77.6719 | Mr.Muthupandi, S/o, Chella samy , SF No.11/8, No.101, Middle Street, Sundakurichi, Tirunelveli DT- 628952 | SUNK1 | Airtel | Tamil Nadu | GBT
IN-1335091 | Veerapandi 5 | 9.9634 | 77.4435 | SF No. 975/2A,Vayalpatti Main Road, Veerapandi, Theni - 625534 | VEPND5 | Airtel | Tamil Nadu | GBT
IN-1335675 | ANNANAGER | 10.0054 | 77.4883 | Mr.P Gunasekaran, S/o, Ponnaiha, Jayam Building, 375 A, Madurai Road, Theni, Near Aranmanai Pudoor Vilaku - 625531 | TENI20 | Airtel | Tamil Nadu | RT Tower
IN-1335725 | Navy Kattabomman | 8.4025 | 77.7522 | Navy Kattabomman, Tirunelveli | CWINS1 | Airtel | Tamil Nadu | GBT
IN-1333399 | Narasothipatti | 11.6821 | 78.1279 | Mr.SPN Mani, 4/82, Ramasamy Nagar, Kuranguchavadi, Salem- 636004 | 18036 | Vodafone | Tamil Nadu | RT Tower
IN-1334857 | Periyar Nagar | 11.5812 | 77.5897 | Mr. A Duraisamy, SF No.2/3A2, Pachapalayam Village, Anthiyur, Erode DT- 638002 | ANTR8 | Airtel | Tamil Nadu | GBT
IN-1335548 | THOOTIPALAYAM' | 11.4775 | 77.6674 | Mr.N.Sivaprakash, S/o, Mr. Nachimuthu, SF No.333 / 118 A, Thottipalayam Village, Bhavani TK, Erode DT- 641037 | THTP1 | Airtel | Tamil Nadu | GBT
IN-1334701 | Melapalayam | 11.1666 | 77.5927 | Mr. M.Duraisamy, S/o, Muthusamy Gounder,SF No.106/4,106/5, New town, Melapalayam, Chennimalai , Perundurai TK, Erode-38 051 | MELPM1 | Airtel | Tamil Nadu | GBT
IN-1335281 | Muthur II | 11.0496 | 77.742 | Mr.K.C.Shanmugam, S/o, Cinnappa Gounder, SF No.392/2, Chinnamuthur, Erode- 638105 | MUTR1 | Airtel | Tamil Nadu | GBT
IN-1335288 | Anoor Amman Temple | 11.0647 | 77.685 | Mr. P.K. Ramasamy, S/o, Kulanthaisamy Gounder, SF No. 565 / 6, 565/7, Kaspa Palaya Kottai, Kuttapalayam PO, Kangeyam TK, Thiruppur DT- 638108 | ANAM1 | Airtel | Tamil Nadu | GBT
IN-1333063 | Udampalayam (Meena Estate) | 11.0133 | 77.0005 | Mr.N.Shanthakumar, S/o, Nataraj, 110 / 2, Ahsok Street, Udayampalayam, Coimbatore - 641028 . | CBE616 | Airtel | Tamil Nadu | RT Tower
IN-1330266 | Pothanur 1 | 10.9613 | 76.9914 | Mr.Thirumoorth, S/O, Venkadasalam, No.87/59, Vellalore Road, Podanur, Coimbatore South, Coimbatore -641 023 | CBE613 | Airtel | Chennai | RT Tower
IN-1333398 | Cheran Nagar | 11.0557 | 76.9393 | Mr.P Natarajan, S/o, Palaniappa Gounder, Survey No: 558/ 3 , SPM Green City, ITI Back Side, GN Mills Post, Coimbatore- 641029 | 18034 | Vodafone | Tamil Nadu | GBT
IN-1334187 | Kkpudhur | 11.0323 | 76.9442 | S/o, Subbana Gounder,No 4/5 Krishnammal Street, KK Pudur Coimbatore North , kuppakonanpudur Pin :641038 | CBE621 | Airtel | Tamil Nadu | RT Tower
IN-1329752 | Race Corse | 11.0046 | 76.9774 | Mr G C Janarthanan, No,4/3, G D Street, Race Course, Coimbatore-641018 | CBE612 | Airtel | Tamil Nadu | RT Tower
IN-1335381 | Kalampalayam | 11.2092 | 76.8705 | Mr. R.Ramadevan, S/o, Rangasamy, SF No.289 /1, Dhayanur, Seeliyur PO, Karamadai VIA, Kalampalayam , Coimbatore- 641113 | DYNR1 | Airtel | Tamil Nadu | GBT
IN-1326927 | Thuneri | 11.458 | 76.7242 | Mr.M.Kumarasamy , S/O, P K Ramasamy, SF No.113/4, 5 Patta No: 1813, Denaducombai, Ooty-613007 | TNRI1 | Airtel | Tamil Nadu | GBT
IN-1334704 | Kaplankarai | 10.7695 | 77.0983 | Mr.C.Lakshmanan, SF No.2A 2A, Kaplankarai Village, Pollachi, Coimbatore- 642120 / Communication Address: 2/88-1B, Kappalankarai, Pollachi- Coimbatore- 642120 | KAPI1 | Airtel | Tamil Nadu | GBT
IN-1335286 | Andipalayam1 | 10.8027 | 77.0991 | S.F No. 68, Andipalayam Village, Pollachi, Coimbatore- DT- 642120 / Cmmunication Address: S/O, Rakimuthu, Merkku thottam, Andipalayam Village, Pollachi, Coimbatore- DT- 642120 | ANDW1 | Airtel | Tamil Nadu | GBT
IN-1336143 | COW KLCK4 | 11.7399 | 78.9499 | Kesavalu Nagar, V.O.C Nagar, Kallakurichi, Tamil nadu-606202 | CWKC1 | Airtel | Tamil Nadu | GBT
IN-1335669 | CHROMPET17 | 12.9537 | 80.1487 | Mr.S.Gopalakrishnan, S/o, V. Srinivasan, No2, Jesudasan Street,Sukhra Illam, Chrompet, Chennai - 600044 | CHM3690 | Airtel | Chennai | GBM
IN-1339085 | Prasanth Hospital | 12.9787 | 80.2215 | Prashanth Super Speciality Hospital Velachery | CHI1701 | Airtel | Chennai | Wall Mount
IN-1333815 | Velechery17 | 12.9742 | 80.2227 | G.Malarkodi, W/o, Ganesh, No.1, Kathiravan Nagar, 5th Street, Velachery, Chennai 600042 | CHM3663 | Airtel | Chennai | RT Tower
IN-1334189 | Sivasakti Colony | 11.1346 | 76.9392 | Mrs.P.Rukmani, W/o, Palanisamy, Swathi Complex, 1/13, 2/13, Mettupalayam Road, Vivekananda Nagar, Coimbatore - 641 020 | PNPM25 | Airtel | Tamil Nadu | RT Tower
IN-1336272 | VELLALUR ROAD | 10.9959 | 77.0316 | Mrs.M.Nandhini, W/o.Mr.Mani, 25/1,Jinning Factory Street, Singanallur, Coimbatore- 641005 | CBE625 | Airtel | Tamil Nadu | RT Tower
IN-1337656 | Edalagudi Cow | 8.1624 | 77.444 | Mr.Raffek Ali, Jamath Secratory, Edalakudi | CWELG1 | Airtel | Tamil Nadu | GBT
IN-1336029 | NGO Colony | 9.6148 | 77.9544 | Mr. N. Dharmarajan, S/o, Narayana Reddiyar, SF No.1414, Pelampatti Village, Madurai Bye Pass Road, NGO Colony, Viruthunagar-626001 | VNGR25 | Airtel | Tamil Nadu | GBT
IN-1336345 | Koganatha Parai Post | 8.657 | 77.715 | Koganatha Parai Post | KOPPO1 | Airtel | Tamil Nadu | GBM
IN-1335808 | Saligramam15 | 13.048 | 80.2021 | Mrs.S.Latha, No.12, Ponniyammman Koil Street, Saligramman, Chennai- 600093 | CHM3720 | Airtel | Chennai | RT Tower
IN-1335275 | CRI ORTHANADUNEW | 10.6264 | 79.2548 | Mr.P.Manimuthu , S/o, M.Ponnusamy, SF No.40/5, No.20, Ganapathy Rice Mill Behind, Sannathi Street, Thanjavur -614625 | 18068 | Vodafone | Tamil Nadu | GBT
IN-1335881 | Dhanalakshmi Srinivasan | 11.1975 | 78.8737 | Ms Srinivasan Charitable And Educatioanl Trust SF No.378, Resident Hostel Building, Dhanalakshmi Srinivasan Medical College Hospital, Siruvachur Village, Perambalur-621113 | 18070 | Vodafone | Tamil Nadu | RT Pole
IN-1334698 | Kothari Sugars | 10.8943 | 78.8546 | A Angammal, W/O Annamalai, 399X, Railway Station Road, Kattur, Lalgudi TK, Trichy-621706 | KOSGR1 | Airtel | Tamil Nadu | GBT
IN-1335813 | TMA Street | 12.9692 | 79.9448 | K Mala, No.204, TMA Street, Sriperumpudhur,Kanchipuram DT-602 105 | SPDR95 | Airtel | Tamil Nadu | RT Tower
IN-1336969 | Royal Enfield-Vallam plant-2 | 12.8953 | 79.9207 | 131 - 132, N.H - 4, Vellai Gate | 16738 | Vodafone | Tamil Nadu | RT Tower
IN-1335672 | CHENGALPET40 | 12.687 | 79.9828 | Mr.K Mohana, W/o, Karunanthi, No.12 / 22A, Devathar Street, Vedhachalam Nagar, Chengalpet, Kanchipuram DT-603 001 | CHPT40 | Airtel | Tamil Nadu | RT Tower
IN-1336429 | Thiruvalluvar Nagar | 12.8199 | 79.7303 | Mr G Vignesh SF No 136 3C1 KSM Nagar Kanchipuram DT 631501 Communiation Address No 4 KSM Nagar Tollgate Kanchipuram | KCPM57 | Airtel | Tamil Nadu | GBT
IN-1335673 | EZHIL NAGAR | 12.89 | 79.1271 | Mr.R.Mani, S/o, Ramadsamy, SF No.44/2, Rajaji Street, Thorapadi, Vellore-632002 | VLR141 | Airtel | Tamil Nadu | GBT
IN-1334699 | Madampalayam road | 11.3555 | 77.1582 | Mr.D.Othivel, S/o, Duraisamy, SF No. 213/8, Mathampalayam Village, Punjaipuliyampatti, Erode DT - 638459 | PJPT3 | Airtel | Tamil Nadu | GBT
IN-1336344 | Kunnathur Road | 11.283 | 77.566 | Kunnathur Road | KUNRO1 | Airtel | Tamil Nadu | GBM
IN-1335676 | NATHAHALII | 12.1338 | 78.0671 | Mr.N.P.Saravanan, S/o, N.Palani,Nathahali, Indur VIA, Nallempalli TK, Dharmapuri DT- 636803 | NTHLI3 | Airtel | Tamil Nadu | GBT
IN-1335683 | VOC Nagar | 11.7403 | 78.952 | Mrs. R Chitra, SF No.82/6, VOC Nagar, 5th Main Street, Kalakurichi TK, Villupuram DT- 606202 | KLKC10 | Airtel | Tamil Nadu | GBT
IN-1334702 | Kodai Road | 10.1766 | 77.901 | Mr.K.Rajendran, S/o, V.Karanthamalai, 12 / 1, 145, Vadakkutheru, Ammapatti PO, Nilakottai TK, Dindigul DT- 624206 | KOROD1 | Airtel | Tamil Nadu | GBT
IN-1297639 | Arumbakkam | 13.0764 | 80.206 | MR. Ravi Shankar Old no. 21, new no. 15, Balaji street, Sri Venkatesa Perumal Nagar, Arumbakkam, Chennai-106 | CHN2593 | Vodafone | Chennai | RT Tower
IN-1335678 | Viruthachalm 20 | 11.5183 | 79.3178 | Mr.Kalibullah, S/o, Mr.Mohammed Ushuf, No.166, Salem Road, Virudhachalam, Cuddalore DT- 606001 | VRCM20 | Airtel | Tamil Nadu | RT Tower
IN-1336433 | Appanakkan Patti5 | 10.9743 | 77.1561 | Mr G Ramakrishnan S o Gurusamy Naidu SF No 540 8 540 9 Pillayar Koil Street Appanaicken Patti Coimbatore 641408 Communication Address No 3 111 Pillayar Koil Street Appanaicken Patti Coimbatore 641408 | APKPT5 | Airtel | Tamil Nadu | GBT
IN-1334812 | Sengodapalayam | 10.9181 | 77.5189 | Mr.R Easwaramoorthy, S/o.Ramasamy, SF No.666/1, 665/1, Uthiyur Village, Tirupur - 638703 | SNGPY1 | Airtel | Tamil Nadu | GBT
IN-1335379 | Kugalur | 11.4708 | 77.5298 | Mr.N.Kodeeswaran, S/o, P.K.Nataraj, SF No.10/3,No.9, Kugalur Main Road, Ponnachipudhur, Perundalaiyur PO, Gobi TK, Erode DT- 638315 | VRKV1 | Airtel | Tamil Nadu | GBT
IN-1336824 | Kurichi | 10.948 | 76.9695 | Mr.C.Ravichandran, S/o, Chinnasamy, No.71/3-1, Kurinji Nagar, Madukkarai Road, Coimbatore-641 021 | CBE614 | Airtel | Tamil Nadu | RT Tower
IN-1337330 | Gokulam Colony | 11.0201 | 76.9248 | Sambath Kumar Sekar, S/o, Thirumalai, SF No. 396/1, No.45, Gokulam Colony, Coimbatore-641041 | CBE628 | Airtel | Tamil Nadu | GBM
IN-1325379 | Royal Care Hospital | - | - | Royal Care Hospital Coimbathur | 15919 | Vodafone | Tamil Nadu | IBS
IN-1325383 | ITC welcom Hotel Coimbathur | - | - | ITC welcom Hotel Coimbathur | 15921 | Vodafone | Tamil Nadu | IBS
IN-1329463 | Admin Block-Mahindra Research Valley | 12.7174 | 80.0128 | Admin Block-Mahindra Research Valley, Chengalpattu, Tamilnadu | 15988 | Vodafone | Tamil Nadu | RT Pole
IN-1329674 | Selayiur3 | 12.9254 | 80.1476 | Mr.R.Subramani, S/o, Ramasamy Naidu, No.204, Ganesh Nagar, Chitalapakkam Main Road, Selaiyur, Chennai-600073 | CHN3907 | Vodafone | Chennai | GBM
IN-1335806 | PRNG23 | 12.9047 | 80.0984 | Mr.Santhanakrishnan , S/o, Pakkirisamy, 28/103 A, VOC Street, Peerkankaranai, Kamaraj Nagar,Chennai -600 063 | CHM3723 | Airtel | Chennai | RT Tower
IN-1326925 | Vijaya Shanthi Lotus Pond Apts2(Phase2) | 12.7608 | 80.2059 | Mr.J,Francis Willam, S/o, R.H. Jothi, SF No: 1180/1B, Canan Nagar, Thaiyur, Kelambakkam, Chennai - 603103 / Communication Address: No-72, Village High Road, Sholinganallur, Chennai - 600119 | CHM3394 | Airtel | Chennai | GBM
IN-1333609 | Kandagai | 12.86 | 80.1311 | P Karunakaran, S.No: 183 /9, No.5, Thulukanathamman Koil Street, Rathinamangalam, Chennai - 600048 | CHM3660 | Airtel | Chennai | GBM
IN-1326829 | Madipakkam27 | 12.9621 | 80.2081 | Mr.Saleem Navaz, Door No: 892, 8th Main Road, Ram Nagar South, Madippakkam, Chennai - 600091 | CHM3208 | Airtel | Chennai | RT Tower
IN-1304204 | SRM GENTS HOSTEL3(G,H,I,J Block) | - | - | SRM GENTS HOSTEL3(G,H,I,J Block) ,Chennai | CHI1418 | Airtel | Chennai | IBS
IN-1334616 | Grand Serenaa Hotel | 11.9911 | 79.7819 | Grand Serenaa, Near Auroville, Puducherry Tindivanam Road 605111 | 18062 | Vodafone | Tamil Nadu | RT Pole
IN-1336271 | Apparao Street | 12.845 | 79.7082 | K.Yuvaraj,No.101/8, Apparo Street, Periya Kanchipuram, 631502 | KCPM71 | Airtel | Tamil Nadu | RT Tower
IN-1337331 | Sri vaari street | 13.1275 | 79.9299 | M Vasugi, Plot No.136, Bakkiyam New Town, Kakalur, Tiruvallur DT- 602003 | TVLR50 | Airtel | Tamil Nadu | GBT
IN-1134973 | SALAIKURCHI | 11.182 | 79.131 | Mr.P.Murugaiyan, S/o. Pichai pillai, SF No: 494/6B1, West Street, Ottakovil post, Ariyalur - 621 705, 97518-52924 | 4389 | Vodafone | Tamil Nadu | GBT
IN-1335677 | Alangudi | 10.829 | 79.4068 | Mr.M.Abdul Muthaliff, S/o, Mugamathuali, SF No: 51/8, Uppukaichi Mettu Theru, Alangudi, Thiruvarur - 612801 | ALNGD3 | Airtel | Tamil Nadu | GBT
IN-1337049 | Indianbankcolony | 10.775 | 78.6853 | Mrs. A. Arul Mary Arockiasamy , W/o, Arockiasamy, SF No.173 / 1A, TS No.39 / AG /15, Plot No.17, No.41, Indian Bank Colony, Kajamalai, Trichy - 620023 | TRY310 | Airtel | Tamil Nadu | RT Tower
IN-1336967 | Sembiam11 | 13.1185 | 80.2337 | Mr.S.Sridharan, No. 487, Thiru Vi Ka Nagar, Sembium, Perambur, Chennai - 600011 | CHM3470. | Airtel | Chennai | RT Tower
IN-1337414 | Shenoy Nagar 9 | 13.0797 | 80.2291 | Mr.S.Ramesh, S/o, Shewaram, Old No: 3/2, New No.98, Gajapathy Street, Shenoy Nagar, Chennai - 600030 | CHM3651 | Airtel | Chennai | RT Tower
IN-1314437 | Saveetha University | - | - | Saveetha University | CHN3427 | Vodafone | Chennai | IBS
IN-1318137 | Saveetha Medical Hospital | - | - | Saveetha Medical Hospital | CHN3483 | Vodafone | Chennai | IBS
IN-1323991 | Cee Broz MRC Nagar | 13.0204 | 80.2737 | Cee Broz MRC Nagar | CHN3682 | Vodafone | Chennai | IBS
IN-1318140 | Bella vista Block 1 | 13.0405 | 80.1325 | Bella vista Block 1(Muhilivakam | CHN3484 | Vodafone | Chennai | IBS
IN-1070709 | REDDIYARPATTI | 8.9282 | 77.5689 | K. DEVAASIRVATHAM, S/O. KOVIL PILLAI, OOTATH THERU, RETTEYAR PATTI, ALANKULAM (T.K), TIRUNELVELI - 627867.PH: 9942786867.04143239242 | 2812 | Vodafone | Tamil Nadu | GBT
IN-1336635 | Pillaiyarkulam | 8.89 | 77.6806 | Mr.M.Chinna Komban, S/o, Muniyandi, Survey No:804/ 1E, No.132,Keela Street, Nadu Pillaiyarkulam, Manur, Thirunelveli DT- 627201 | PILKM1 | Airtel | Tamil Nadu | GBT
IN-1337063 | Marugaltalai | 8.8164 | 77.8433 | Mr P Chinnadurai S/o Poolaiah Devar SF No 70/1 Mela Street Marukkal Thalai Sivalaperi Thirunelveli DT 627351 | MRTLI2 | Airtel | Tamil Nadu | GBT
IN-1336155 | Tuticorin | 8.8005 | 78.1376 | Mr.K.Jeyakumar, S/o, Krishnasamy, No.93 / 1 A, S.F No. 2910 / 1, 3, Devarpuram Road, Kayathri infotech, Tuticorin-628003 | TUT96 | Airtel | Tamil Nadu | RT Tower
IN-1333062 | KALAPATTI AERODROME | 11.0469 | 77.0404 | V Gopal Krishnan,S.F No.762/2, 763/2, Kalapatty Town Panchayat, Coimbatore -641014 | CBE615 | Airtel | Tamil Nadu | GBT
IN-1334190 | Vodipatti | 10.5638 | 77.236 | K Ravikumar K Nagaraj , S/o, Krishnasamy, No:2/9, Kinaru Street, Bodipatti, Udumalpet, Tirupur DT-642126 | VODPT4 | Airtel | Tamil Nadu | RT Tower
IN-1335883 | SKM FOODS | 11.2673 | 77.7763 | SKM Layer Feeds Ind Pvt Ltd, GOVINDANAIKANPALAYAM,NANJAIUTHUKULI,MODAKURICHIROAD,ERODE-638104 | 16742 | Vodafone | Tamil Nadu | RT Pole
IN-1336269 | Thudialur19 | 11.0993 | 76.9401 | Mrs.V.Gowtham W/o Velusamy SF No.294/1 Kurudampalayam Vilage Coimbatore 641105 | TUDR19 | Airtel | Tamil Nadu | GBM
IN-1337048 | SATHYAMANGALAM20 | 11.4978 | 77.2437 | Mrs A Hajirabi W/o Syed Ibrahim SF No 46/3 Mysore Trunk Road Sathyamangalam 638402 | SATH20 | Airtel | Tamil Nadu | GBT
IN-1337601 | Ganapathy Garden | 11.0034 | 76.8864 | Mrs Rathinam W/o Ganapathy Gounder SF No390/2 Ganapathy Gounder Thottam Gayathri Nagar EXTN Vedapatti Coimbatore 641007 | SUNPM3 | Airtel | Tamil Nadu | GBT
IN-1339599 | SIRUKKALANDAI | 10.7786 | 77.1266 | SF No: 398 / A1, Sriukalandai Village, Pollachi TK, Coimbatore DT- 642120 | SRKND2 | Airtel | Tamil Nadu | GBT
IN-1335671 | Venkatnarayana Road8 | 13.0385 | 80.2367 | Mrs. D Padmaja, Old No.11, New No.21, Kannadhasan Street, T.Nagar, Chennai-600017 | CHM3688 | Airtel | Chennai | RT Tower
IN-1337382 | Medavakkam 40 | 12.9165 | 80.1854 | Mr K Kesavan S/o. S Kothandabani SF No 343/5 Patta No 296 Erikarai Street Renganathapuram Medavakkam Chennai 600100 | CHM3785 | Airtel | Chennai | GBM
IN-1337896 | ALANDUR SMALL CELL 1 | 12.9961 | 80.2004 | ALANDUR SMALL CELL 1 | CHI1653 | Airtel | Chennai | Wall Mount
IN-1337897 | ALANDUR SMALL CELL 2 | 12.9978 | 80.2006 | ALANDUR SMALL CELL 2 | CHI1654 | Airtel | Chennai | Wall Mount
IN-1337926 | EKKADUTHANGAL SMALL CELL 1 | 13.0161 | 80.205 | EKKADUTHANGAL SMALL CELL 1 | CHI1666 | Airtel | Chennai | Wall Mount
IN-1337930 | EKKADUTHANGAL SMALL CELL 2 | 13.0182 | 80.2057 | EKKADUTHANGAL SMALL CELL 2 | CHI1667 | Airtel | Chennai | Wall Mount
IN-1337940 | EKKADUTHANGAL SMALL CELL 3 | 13.0214 | 80.2064 | EKKADUTHANGAL SMALL CELL 3 | CHI1668 | Airtel | Chennai | Wall Mount
IN-1337956 | GUINDY SMALL CELL 4 | 13.0138 | 80.2044 | GUINDY SMALL CELL 4 | CHI1676 | Airtel | Chennai | Wall Mount
IN-1337965 | EKKADUTHANGAL SMALL CELL 7 | 13.0309 | 80.2093 | EKKADUTHANGAL SMALL CELL 7 | CHI1672 | Airtel | Chennai | Wall Mount
IN-1337968 | EKKADUTHANGAL SMALL CELL 5 | 13.0263 | 80.2072 | EKKADUTHANGAL SMALL CELL 5 | CHI1670 | Airtel | Chennai | Wall Mount
IN-1337971 | EKKADUTHANGAL SMALL CELL 4 | 13.0234 | 80.2067 | EKKADUTHANGAL SMALL CELL 4 | CHI1669 | Airtel | Chennai | Wall Mount
IN-1337979 | GUINDY SMALL CELL 10 | 13.0102 | 80.2164 | GUINDY SMALL CELL 10 | CHI1682 | Airtel | Chennai | Wall Mount
IN-1337981 | GUINDY SMALL CELL 9 | 13.0089 | 80.2116 | GUINDY SMALL CELL 9 | CHI1681 | Airtel | Chennai | Wall Mount
IN-1337984 | GUINDY SMALL CELL 7 | 13.0078 | 80.2068 | GUINDY SMALL CELL 7 | CHI1679 | Airtel | Chennai | Wall Mount
IN-1337985 | GUINDY SMALL CELL 6 | 13.0071 | 80.2047 | GUINDY SMALL CELL 6 | CHI1678 | Airtel | Chennai | Wall Mount
IN-1338016 | Potheri17 | 12.8232 | 80.0562 | Mr. K. Durai Raj S/o S Karupayya SF No 131/ 31 Patta No 847 Vallancherry Village Maraimalainagar Chennai 603202 Communication Address Plot No 93 10th Cross Street Lakshmi Nagar Porur Chennai 600116 | CHM3795 | Airtel | Chennai | GBT
IN-1340066 | Kasthuri Rangan Street | 13.0431 | 80.2577 | Kasthuri Rangan Street | CHN3950 | Vodafone | Chennai | GBT
IN-1340156 | Madhya Kailash Island - RHS | 13.004 | 80.2475 | Madhya Kailash Island - RHS | CHN3868 | Vodafone | Chennai | GBM
IN-1340157 | Near Indira Nagar FOB - RHS | 12.9966 | 80.2492 | Near Indira Nagar FOB - RHS | CHN3869 | Vodafone | Chennai | GBM
IN-1340158 | STPI - Taramani - RHS | 12.9862 | 80.2518 | STPI - Taramani - RHS | CHN3870 | Vodafone | Chennai | GBM
IN-1326872 | Payyanur | 12.6501 | 80.1456 | Payyanur | CHN3787 | Vodafone | Chennai | GBM
IN-1336152 | Karumbakkam | 12.7008 | 80.0926 | Mr M Indirajith SF No 66/1 No 134 Royalpattu Village Karumbakkam Main Road Kanchipuram DT 603108 | KUBKM6 | Airtel | Tamil Nadu | GBT
IN-1336198 | S G M Pillai street | 12.8386 | 79.7002 | Mr.S.Venugopal, S/o, Selvaraj, No.17/ 7A, SVN Pillai Street, Kanchipuram- 631502 | KCPM72 | Airtel | Tamil Nadu | RT Tower
IN-1336646 | Valaiyathur | 12.7477 | 79.3358 | Mr A G Raaja SF No 882/3 Valaiyathur Village Vellore DT 632504 | VATUR1 | Airtel | Tamil Nadu | GBT
IN-1336649 | Azhividaithangi | 12.7939 | 79.5462 | MrAElumalai Patta No: 535 SF no211/3B Azhavidaithangi Village Post Vembakkam TK Thiruvannamalai DT 604402 | AZVDI1 | Airtel | Tamil Nadu | GBT
IN-1339330 | Anbu nagar | 12.9417 | 79.1611 | V Nithyanantham, No:39, Anbu Nagar, 2nd Street, Phase 3, Sathuvachari, Vellore -632009 | VLR200 | Airtel | Tamil Nadu | RT Tower
IN-1336643 | Kabilar Malai Rd | 11.2507 | 77.9524 | R Asaithambi, S//o. N. Raju, SF No: 231/1 B1, Chellappam Palayam, Kabilarmalai Road, Paramathy Vellore TK, Namakkal DT- 637203 | KBMR1 | Airtel | Tamil Nadu | GBT
IN-1338361 | Kallakurichi11 | 11.7355 | 78.9651 | Mr. K. M. Premkumar S/o Mohana Rangan SF No 273/2 Sakthi Vinayagar Koil backside Near by Vaithilingam Hospital Kallakurichi Villupuram DT 606202 | KLKC11 | Airtel | Tamil Nadu | GBM
IN-1336633 | Pillayar koil Street | 9.3757 | 77.6532 | Mr V Rajendran S/o Veerasamy 3/70 Main Road T Karisalkulam A Laximipuram Village Alangulam PO Vembakottai TK Virudhunagar DT 626144 | PLKLS1 | Airtel | Tamil Nadu | GBT
IN-1338675 | Devanallur2 | 8.5519 | 77.596 | Mr. M. Madasamy S/o MundathevarSF No302/1 Amman Koil Street Devanallur 627502 Communication Address No6/10/A Amman Koil Street Devanallur 627502 | DVNLR2 | Airtel | Tamil Nadu | GBT
IN-1339094 | N.G.O colony | 9.3707 | 77.9148 | Mr.T.Senthilkumar, S/o, G.Thiruvenkataramanujam, SF No: 45/ 1 H1, No:61, Old Padanthal Road, Sathoor, Viruthunagar DT- 626203 | SATR7 | Airtel | Tamil Nadu | GBT
IN-1335694 | Poompozhil Nagar | 13.1297 | 80.1211 | VGN Stafford, Old SF No: 209/2 Part 883, T.s No.4 , 35 B, Thirumullaivasan Nagar Main Road, Thirumullaivoyal Village, Avadi, Ambattur TK, Thiruvallur DT- 600109 | CHM3705 | Airtel | Chennai | GBM
IN-1337912 | ARUMBAKKAM SMALL CELL 2 | 13.064 | 80.2116 | ARUMBAKKAM SMALL CELL 2 | CHI1657 | Airtel | Chennai | Wall Mount
IN-1337914 | ARUMBAKKAM SMALL CELL 4 | 13.0684 | 80.2074 | ARUMBAKKAM SMALL CELL 4 | CHI1659 | Airtel | Chennai | Wall Mount
IN-1337922 | VADAPALANI SMALL CELL 1 | 13.0463 | 80.2123 | VADAPALANI SMALL CELL 1 | CHI1688 | Airtel | Chennai | Wall Mount
IN-1337925 | VADAPALANI SMALL CELL 2 | 13.0481 | 80.2122 | VADAPALANI SMALL CELL 2 | CHI1689 | Airtel | Chennai | Wall Mount
IN-1337937 | VADAPALANI SMALL CELL 4 | 13.052 | 80.2121 | VADAPALANI SMALL CELL 4 | CHI1692 | Airtel | Chennai | Wall Mount
IN-1337974 | VADAPALANI SMALL CELL 6 | 13.0567 | 80.2115 | VADAPALANI SMALL CELL 6 | CHI1694 | Airtel | Chennai | Wall Mount
IN-1337973 | VADAPALANI SMALL CELL 7 | 13.0587 | 80.2116 | VADAPALANI SMALL CELL 7 | CHI1695 | Airtel | Chennai | Wall Mount
IN-1338109 | ARUMBAKKAM SMALL CELL 5 | 13.0684 | 80.2052 | ARUMBAKKAM SMALL CELL 5 | CHI1660 | Airtel | Chennai | Wall Mount
IN-1338903 | Valasaravakkam | 13.0419 | 80.1759 | Ms Santhi Sankar W/o N R Sankar No 147 Arcot Road NSK Salai Sri Devi karumariamman Nagar Valasaravakkam Chennai - 600087 | CHN3930 | Vodafone | Chennai | RT Tower
IN-1326856 | Melamadai | 9.9238 | 78.1518 | Mr.V.Ganesan, Mr.G.Kayalvizhi, 4/93, Meenakshi Nagar 1st Street, Melamadai, Madurai - 625020 | MDU291 | Airtel | Tamil Nadu | RT Tower
IN-1336153 | Sastha Nagar | 9.7015 | 78.4609 | Mrs S Amsavalli W/o Shanmuga Pandi No 61 Annamalai Nagar No 61 Annamalai Nagar Manamadurai 630606 | MMDU9 | Airtel | Tamil Nadu | GBT
IN-1336637 | Nallur | 10.3693 | 78.6675 | VChinnaiya S/o ValliSF No: 158/54 Iraivan Nagar Sundaram Nagar Opp to CoOp Society Nallur PO Ponnamaravathy TK Pudukkottai DT 622002 | NALU1 | Airtel | Tamil Nadu | GBT
IN-1336830 | Sannathai Rd | 10.4417 | 77.5168 | Mr.S.Udayakumar, S/o, Subramanian, N S Mahal, No.24 A, Jawahar Street, Adivaram, Ayyampulli Road, Palani, Dindigul DT- 624601 | PLNI60 | Airtel | Tamil Nadu | RT Tower
IN-1339331 | Paganatham | 10.5159 | 78.0965 | Mr.T.Rajavelmurugan S/o Thippureddiyar Paganatham PO Eriyodu Via Vedachanthur TK Dindugul DT 624702 / Communication Address No.6 Annanagar Behind NCC office Dindugul 624001 | PGNMI1 | Airtel | Tamil Nadu | GBT
IN-1335589 | Thanjavur (M) | 10.7996 | 79.1436 | S Gunasekaran S o Somasundaram TS No 74 2 98 SF No 2846 No 47 S S Garden Bacoba Nandavanam Thanjavur 613008 Communication Address No 60 Throwpathi Amman Koil Street East Gate Thanjavur 613001 | TNJVM1 | Airtel | Tamil Nadu | GBT
IN-1335594 | Thiruverumbur (Tp) | 10.7967 | 78.7664 | SF No 17/3 Plot No 13 A Agaram Village Sri Raja Ganapathy Nagar Prakash Nagar West Extn Thiruverumbur Trichy 620013 | TVRBR1 | Airtel | Tamil Nadu | GBT
IN-1331897 | Simta Machinery | 11.0388 | 77.1158 | Mr. Murugesan ,Arun Muthuraja, S.F No. 683 / A, Railway Feeder Road, Coimbatore - 641402 | SIMTM1. | Airtel | Tamil Nadu | GBT
IN-1338532 | PONNIAMMAN MEDU6 | 13.1327 | 80.2197 | Mr.C.Murugavel, Plot No.2, 1st Main Road, Thirupathi Thangavel Nagar, Kolathur - Chennai-600099 | CHM3756 | Airtel | Chennai | RT Tower
IN-1337383 | Vadaperumbakkam1 | 13.1721 | 80.22 | No.1/ 1B, Mahalakshmi Street, Perumbur , Chennai 11 | CHM3786 | Airtel | Chennai | RT Tower
IN-1337927 | VADAPALANI SMALL CELL 3 | 13.0497 | 80.2121 | Pillar IDUP25CMRL Pillar, Chennai | CHI1691 | Airtel | Chennai | Wall Mount
IN-1337939 | VADAPALANI SMALL CELL 5 | 13.0544 | 80.2116 | Pillar IDP133CMRL Pillar, Chennai | CHI1693 | Airtel | Chennai | Wall Mount
IN-1337899 | ARUMBAKKAM SMALL CELL 1 | 13.0617 | 80.2117 | Pillar IDP AS-HCMRL Pillar, Chennai | CHI1656 | Airtel | Chennai | Wall Mount
IN-1337913 | ARUMBAKKAM SMALL CELL 3 | 13.067 | 80.2094 | Pillar IDP92CMRL Pillar, Chennai | CHI1658 | Airtel | Chennai | Wall Mount
IN-1339415 | Perambur railway station | 13.1069 | 80.2458 | Mr.T.Nandagopal, No:9/12, Adisesha Nagar 2nd Street, Mangalapuram, Perambur, Chennai -600012 | CHN3947 | Vodafone | Chennai | RT Tower
IN-1326883 | Perungalathur21 | 12.9131 | 80.0918 | R Barathi, No,16, Kasthuri Bai 2nd Street,Srinivasa Nagar, Perungalthur , Chennai - 600063 | CHM3423 | Airtel | Chennai | RT Tower
IN-1337379 | MADIPAKKAM MAIN ROAD7 | 12.9737 | 80.2078 | R Kumaasamy,S/o. Ramalingam, SF No: 36/26, Old SF No: 36/3, Plot No.13, Chinnammal Nagar, Ramalinganagar Main Road, Balaji Nagar Extn, Puzhithivakkam, Chennai - 600091 | CHM3771 | Airtel | Chennai | RT Tower
IN-1337880 | AIRPORT RD4 SMALL CELL 4 | 12.9869 | 80.1753 | Pillar IDP32CMRL Pillar, Chennai | CHI1645 | Airtel | Chennai | Wall Mount
IN-1337879 | AIRPORT RD SMALL CELL 3 | 12.9857 | 80.1738 | Pillar IDP39CMRL Pillar, Chennai | CHI1644 | Airtel | Chennai | Wall Mount
IN-1337875 | AIRPORT RD SMALL CELL 1 | 12.9829 | 80.1689 | Pillar IDP62CMRL Pillar, Chennai | CHI1641 | Airtel | Chennai | Wall Mount
IN-1337877 | AIRPORT RD SMALL CELL 2 | 12.9838 | 80.1703 | Pillar IDP55CMRL Pillar, Chennai | CHI1642 | Airtel | Chennai | Wall Mount
IN-1337917 | SAIDAPET SMALL CELL 1 | 13.0141 | 80.2232 | Pillar IDP22CMRL Pillar, Chennai | CHI1685 | Airtel | Chennai | Wall Mount
IN-1337918 | SAIDAPET SMALL CELL 2 | 13.0148 | 80.2244 | Pillar IDSP1RCMRL Pillar, Chennai | CHI1686 | Airtel | Chennai | Wall Mount
IN-1337923 | SAIDAPET SMALL CELL 3 | 13.0155 | 80.2252 | Pillar IDP17CMRL Pillar, Chennai | CHI1687 | Airtel | Chennai | Wall Mount
IN-1337920 | ASHOK NAGAR SMALL CELL 4 | 13.0415 | 80.2123 | Pillar IDP151CMRL Pillar, Chennai | CHI1664 | Airtel | Chennai | Wall Mount
IN-1337924 | ASHOK NAGAR SMALL CELL 5 | 13.0443 | 80.2124 | Pillar IDP141CMRL Pillar, Chennai | CHI1665 | Airtel | Chennai | Wall Mount
IN-1337969 | EKKADUTHANGAL SMALL CELL 6 | 13.0284 | 80.2085 | Pillar IDP38CMRL Pillar, Chennai | CHI1671 | Airtel | Chennai | Wall Mount
IN-1337916 | ASHOK NAGAR SMALL CELL 1 | 13.0351 | 80.2108 | Pillar IDP12CMRL Pillar, Chennai | CHI1661 | Airtel | Chennai | Wall Mount
IN-1337898 | ALANDUR SMALL CELL 3 | 12.9997 | 80.2005 | Pillar IDP123CMRL Pillar, Chennai | CHI1655 | Airtel | Chennai | Wall Mount
IN-1337961 | GUINDY SMALL CELL 1 | 13.0079 | 80.2032 | Pillar IDP111CMRL Pillar, Chennai | CHI1673 | Airtel | Chennai | Wall Mount
IN-1337951 | GUINDY SMALL CELL 2 | 13.0102 | 80.2033 | Pillar IDP104CMRL Pillar, Chennai | CHI1674 | Airtel | Chennai | Wall Mount
IN-1337892 | AIRPORT RD SMALL CELL 11 | 13.0016 | 80.2004 | Pillar IDP7CMRL Pillar, Chennai | CHI1652 | Airtel | Chennai | Wall Mount
IN-1337894 | AIRPORT RD SMALL CELL 12 | 13.004 | 80.2012 | Pillar IDP109RCMRL Pillar, Chennai | CHI1643 | Airtel | Chennai | Wall Mount
IN-1337837 | AIRPORT RD SMALL CELL 5 | 12.9877 | 80.1765 | Pillar IDNACMRL Pillar, Chennai | CHI1646 | Airtel | Chennai | Wall Mount
IN-1337885 | AIRPORT RD SMALL CELL 7 | 12.9991 | 80.1931 | Pillar IDP3CMRL Pillar, Chennai | CHI1648 | Airtel | Chennai | Wall Mount
IN-1337886 | AIRPORT RD SMALL CELL 8 | 13.0004 | 80.1945 | Pillar IDP140CMRL Pillar, Chennai | CHI1649 | Airtel | Chennai | Wall Mount
IN-1337889 | AIRPORT RD SMALL CELL 9 | 13.0021 | 80.1969 | Pillar IDP129CMRL Pillar, Chennai | CHI1650 | Airtel | Chennai | Wall Mount
IN-1337890 | AIRPORT RD SMALL CELL 10 | 13.0018 | 80.1989 | Pillar IDP15CMRL Pillar, Chennai | CHI1651 | Airtel | Chennai | Wall Mount
IN-1338012 | ASHOK NAGAR SMALL CELL 6 | 13.0332 | 80.2097 | Pillar IDP21ACMRL Pillar, Chennai | CHI1700 | Airtel | Chennai | Wall Mount
IN-1337982 | GUINDY SMALL CELL 8 | 13.0081 | 80.209 | Pillar IDP78CMRL Pillar, Chennai | CHI1680 | Airtel | Chennai | Wall Mount
IN-1337977 | GUINDY SMALL CELL 5 | 13.0059 | 80.2028 | Pillar IDP98CMRL Pillar, Chennai | CHI1677 | Airtel | Chennai | Wall Mount
IN-1338011 | AIRPORT RD SMALL CELL 16 | 12.9895 | 80.1787 | Pillar IDP21CMRL Pillar, Chennai | CHI1699 | Airtel | Chennai | Wall Mount
IN-1338005 | SAIDAPET SMALL CELL 4 | 13.0093 | 80.2132 | Pillar IDP63ACMRL Pillar, Chennai | CHI1690 | Airtel | Chennai | Wall Mount
IN-1338006 | AIRPORT RD SMALL CELL 13 | 12.9811 | 80.1648 | Pillar IDP79CMRL Pillar, Chennai | CHI1696 | Airtel | Chennai | Wall Mount
IN-1338008 | AIRPORT RD SMALL CELL 14 | 12.982 | 80.1668 | Pillar IDP130CMRL Pillar, Chennai | CHI1697 | Airtel | Chennai | Wall Mount
IN-1338009 | AIRPORT RD SMALL CELL 15 | 12.9849 | 80.1721 | Pillar IDP47BCMRL Pillar, Chennai | CHI1698 | Airtel | Chennai | Wall Mount
IN-1337978 | GUINDY SMALL CELL 11 | 13.0114 | 80.2187 | Pillar IDP45CMRL Pillar, Chennai | CHI1683 | Airtel | Chennai | Wall Mount
IN-1337976 | GUINDY SMALL CELL 12 | 13.0123 | 80.2211 | Pillar IDP36CMRL Pillar, Chennai | CHI1684 | Airtel | Chennai | Wall Mount
IN-1337935 | GUINDY SMALL CELL 3 | 13.0118 | 80.2035 | Pillar IDP97CMRL Pillar, Chennai | CHI1675 | Airtel | Chennai | Wall Mount
IN-1339289 | Tambaram Sanatorium7 | 12.9402 | 80.1312 | No.9/32, Pambansami Salai, Chitlapakkam, Chennai -600064 | CHM3852 | Airtel | Chennai | RT Tower
IN-1340160 | Perungudi Toll Plaza? - LHS | 12.9564 | 80.2437 | Perungudi Toll Plaza, Rajeev Gandhi Road, Perungudi | CHN3872 | Vodafone | Chennai | GBM
IN-1326869 | Sterling Resorts - By The Lake | 10.2305 | 77.4804 | Gynkhana Road,Lake View | 15968 | Vodafone | Tamil Nadu | GBM
IN-1335686 | Shanmuga nagar_Padappai | 12.8914 | 80.0214 | Mr. D.Panneer Selvam, S/o, CN.Dhanpal, No.107, Union Salai, Shanmuga Nagar , Padappai, Chennai -601301 | 16743 | Vodafone | Tamil Nadu | RT Tower
IN-1337064 | ARIYANKUPPAM | 11.8916 | 79.8016 | No.31, Thandhai Periyar Street, Radhakrishnan Nagar, Ariyankuppam PO, Pondichery- 605007 | PDY303 | Airtel | Tamil Nadu | RT Tower
IN-1338360 | Ariyur 4 | 12.8744 | 79.1027 | Mrs. A Saroja SF No 687/2 Plot No 2 Bharathiyar Street Ariyur TK Ariyur Vellore DT 632055 Communication Address 3/151 Bharathiyar Street Anaicut TK Ariyur Vellore 632055 | ARYUR4 | Airtel | Tamil Nadu | GBM
IN-1340759 | Elango Street - COW Site | 12.9657 | 79.1368 | BNS Parking Centre, Iyappan Kovil St Back side, Chittone BVS Stand, Katpadi - 7 | 19012 | Vodafone | Tamil Nadu | GBT
IN-1341599 | Saint Gobain | 12.9348 | 79.9151 | Saint Gobain,sriperambadur,kancheepuram | CWSGB1 | Airtel | Tamil Nadu | GBT
IN-1337061 | Bharathidasan nagar | 12.7191 | 77.8299 | Mr K Muniraju S/o Krishnappa SF No 845 Bharathidhasan Nagar 16th Cross Hosur TK Krishnagiri DT 635109 | HSR99 | Airtel | Tamil Nadu | GBT
IN-1338543 | East Coast Road | 12.118 | 79.9102 | Mrs.K. Jothi W/o Krishnan SF No 99/13 S.No 157/23 No 30/4 Chettikuppam Village Vannur Taluk Vilupuram Dist 604304 | KUNI6 | Airtel | Tamil Nadu | GBT
IN-1339090 | Denkankotai | 12.5277 | 77.7901 | Mr.Aslam , No: 161, Hiti Hotels, Nehru Street, Denkanikottai TK, Krishnagiri DT - 635107 | DNKTI4 | Airtel | Tamil Nadu | RT Tower
IN-1337358 | Thimarajapuram | 8.7441 | 77.7441 | Mrs. M.Tamilselvi, W/o, Mariappan, 2/29, Gandhi Srteet, Padapakurichi, Keelanatham PO, Palayamkottai TK, Thirunelveli DT- 627 002 | PKT156 | Airtel | Tamil Nadu | GBT
IN-1339456 | Cholapuram | 11.0584 | 79.4113 | No.76, Main Road, Cholapuram, Kumbakonam, Thanjavur - 612503 | CHPMSC | Airtel | Tamil Nadu | RT Pole
IN-1336352 | Mayiladupurai Road | 9.7937 | 77.5555 | Mr.K.Kanakupandian, S/o, Karuppaiya Devar, SF No: 1503 / 5A, 5B, West Street, Moolakadai, Andipatti TK, Theni- 625579 | MDPMR1 | Airtel | Tamil Nadu | GBT
IN-1337357 | Chidambaram Nagar | 8.7292 | 77.7725 | Mr.G.Rajvaldaries S/o.Gnana Prakasha Valtharish No88 1B Bharathi Nagar KTC Nagar North Palayamkottai Tirunelveli DT- 627 011 | PKT154 | Airtel | Tamil Nadu | RT Tower
IN-1338488 | T Krishna Patti | 9.9038 | 77.3017 | Mr.R.Muthuram S/o.Ramasamy SF No 1175/2 Post Office Street Krishnanpatti PO Thevaram Theni DT | TKPTT1 | Airtel | Tamil Nadu | GBT
IN-1338514 | Achampudur (Tp) | 9.0451 | 77.2924 | Mr.Arumugasamy S/o Rokumuthaiya SF No 438 / 1B No13 Annavi Street Parvathi puram Vavanagaram PO Achanpudhur Thirunelveli DT 627803 | ACHMP1 | Airtel | Tamil Nadu | GBT
IN-1339091 | North car street | 8.1883 | 77.4308 | Mr.Fazil Rahman , S/o, A S SyedAbdulhakeem, SF No: E 11/13 -17, White Field, No.16 , Old No.9, Ringel Taube Street, Nagerkoil DT-629001 | NGL66 | Airtel | Tamil Nadu | RT Tower
IN-1331900 | Iswarya Garden | 11.158 | 77.2982 | R.Kumar, S.F No.206, New SF No.206/1B Part, Patta No.437, Rakkiyapalayam Village, Avinashi Taluk, Tirupur-641605 / Communication Address : No.2/987, Palavanjipalayam, Veerapandi, Tirupur- 641605 | ISWRG1. | Airtel | Tamil Nadu | RT Tower
IN-1335285 | Valliappagoundavalas | 10.8246 | 77.663 | Mr.C.Kruppusamy S/o Cennimalaigounder SF No 240/2 Thurambadi Village No 68 Valliyappa Goundanvalasu Nathapalayam Erode DT- 638106 | VAGS1 | Airtel | Tamil Nadu | GBT
IN-1336831 | Kannusamy st | 11.0264 | 76.9506 | Mr.L.S.Harish, S/o, Lal HS, No.178, Narayana Guru Road, Saibaba Colony, Coimbatore-11 | CBE622 | Airtel | Tamil Nadu | RT Tower
IN-1336648 | Pannapalli | 12.7819 | 78.0002 | Mr.C.Munichandra Aachari, S/o, Chinnapillai Aschari, SF No: 169/10B, Pannapalli, Mudu karugi PO, Sulagiri TK, Krishnagiri DT- 635105 | PANLI1 | Airtel | Tamil Nadu | GBT
IN-1338544 | MGR Nagar | 12.2414 | 79.6446 | Mr.R.Babu S/o Ramakrishnan No6/19B Second Street Jayapuram Thindivanam TK Villupuram DT 604 001 | TIVM20 | Airtel | Tamil Nadu | GBT
IN-1339593 | Ideal Garden Complex | 11.6763 | 78.1343 | Mr. P.R.Shibbin Raj, S/o, P.Nithiya Priya, No.19/1, Raj Complex, Amaravathi Street, Five Roads, Salem -636004 | SLM192 | Airtel | Tamil Nadu | RT Tower
IN-1337060 | MMDA Colony 10 | 13.0627 | 80.2109 | Mr.Mohamed Rafi, No.31/7, Vinayagapuram 2nd Street,New 3rd Street, Arumbakkam, Chennai -600106 | CHM3748 | Airtel | Chennai | RT Tower
IN-1337062 | Tiruvalluvar Rd | 10.0724 | 78.7846 | Mrs Gnanaoli S/o Devasagayam Amirtham Flywoods 24 /2 G J Complex Mahatmagandhi Road Soodamanipuram Karaikudi-630 003 | KKD28 | Airtel | Tamil Nadu | RT Tower
IN-1337348 | Panangadi Main Rd | 9.9724 | 78.1176 | Mrs. Vasantha, W/o. Raju, SF No: 1/ 11 A, Kulamangalam Main Road, Panangadi, Madurai - 625017 | MDU330 | Airtel | Tamil Nadu | GBT
IN-1338542 | Pethaniapuram 8 | 9.9354 | 78.1014 | Mr Pon Karikalan S/o Ponniah SF No 539 No 61 / 2B A A Road Arapalayam Madurai-625016 / Communiation Address No 40/26 Anna Street Annanagar Madurai -20 | MDU335 | Airtel | Tamil Nadu | RT Tower
IN-1337342 | Virupakshipuram | 12.8838 | 79.1414 | SF No 46/2 Plot No 7 Palamathi Road Otteri Near Govt Arts College Vellore 632001 | VLR202 | Airtel | Tamil Nadu | GBT
IN-1339086 | Vellore Collector Office | 12.9357 | 79.1483 | SF No 3168 Near Hotel Mount Paradise New Bye Pass Road Vellore -632009 / Communication Address No19 Verrasamy Street Royapuram Chennai - 600013 | VLCOF1 | Airtel | Tamil Nadu | GBT
IN-1339134 | KOTHAKATTAI2 | 12.6464 | 78.6704 | Mr.G.Shankar S/o Late Mr.Gopal SF No 176/3 Kthakottai Village Vaniyampadi TK Vellore DT635752 | KHKTI2 | Airtel | Tamil Nadu | GBT
IN-1337884 | ASHOK NAGAR SMALL CELL 2 | 13.0378 | 80.2125 | ASHOK NAGAR SMALL CELL 2 | CHI1662 | Airtel | Chennai | Wall Mount
IN-1337919 | ASHOK NAGAR SMALL CELL 3 | 13.0397 | 80.2124 | ASHOK NAGAR SMALL CELL 3 | CHI1663 | Airtel | Chennai | Wall Mount
IN-1337882 | AIRPORT RD SMALL CELL 6 | 12.9978 | 80.1911 | AIRPORT RD SMALL CELL 6 | CHI1647 | Airtel | Chennai | Wall Mount
IN-1339414 | Nungambakkam | 13.0569 | 80.2435 | Mr.S.Subburathinam, W/o, R.P. Subramanian, No.18, Rama Street, Nungambakkam, Chennai- 600034 | CHN3933 | Vodafone | Chennai | RT Tower
IN-1340437 | NVH Block-Mahindra Research Valley | 12.7173 | 80.011 | NVH Block-Mahindra Research Valley, chengalpattu, tamilnadu | 15989 | Vodafone | Tamil Nadu | RT Pole
IN-1106937 | TENKADAPANTHAGAL | 12.4981 | 79.3758 | TENKADAPANTHAGAL VILLAGE, MORAKANIUR POST, VANDAVASI T.K, 606801 | TKNDP1 | Airtel | Tamil Nadu | GBT
IN-1334336 | Gopalapuram | 10.6922 | 76.8706 | Mr.A Murugappaswamy , S/o, Amanandi Gounder, SF No: 49/2B, Gopalapuram , Sangam, Pollachi , Coimbatore DT-642 005 | GPLM1 | Airtel | Tamil Nadu | GBT
IN-1336541 | Thulasenthira Puram | 11.3168 | 79.7111 | WO Jahirussian Patta No 166 No 9 Gobala Chathiram Vattam Mella Vallam DC Street Thaikkal Sirkali TK Nagapattinam 609102 | TLSNH1 | Airtel | Tamil Nadu | GBT
IN-1336650 | Natteri | 12.8248 | 79.4999 | Mr Jayaraman SF No 83/ 2B Opp Gov Hospital Natteri Village Post VPakkam TK Kanchipuram DT 632511 | NATRI1 | Airtel | Tamil Nadu | GBT
IN-1338540 | Singanallur | 11.0012 | 77.0343 | R Eswaramurthi S Meena S/o M.Ramasamy No 450 Trichy Roadd Singanallur Coimbatore - 641005 / Communication Address No 21 Annai Indira Nagar Ondipudur Coimbatore- 641016 | CBE630 | Airtel | Tamil Nadu | RT Tower
IN-1337168 | VELLANATHAM | 10.9129 | 77.3937 | Mr KA Rajendran SF No 225/2 D N 6/87 Vellanatham Kattur Village Thiruppur DT 638696 | VLNT1 | Airtel | Tamil Nadu | GBT
IN-1338534 | Ponniah Rajapuram | 10.9971 | 76.9389 | Mr.D.Korkai Venthan S/o M.Durai Raj No.85 Subramaniya Udayar Street Sorkam Pudur Telungupalayam PO Coimbatore DT 39 | CBE627 | Airtel | Tamil Nadu | GBT
IN-1338925 | Vengikkal Small Cell | 12.2546 | 79.0696 | Mr.G Pandurangan, No.1572 A, Indra Nagar East, Vengikkal , Thiruvannamalai - 606604 | VENSC | Airtel | Tamil Nadu | RT Pole
IN-1334710 | Nallagoundanpalyam | 10.6956 | 76.9725 | Mr.S.Natarajan, S/o, Subbaiyagounder, SF No: 251/ 6B1A, Thalakkarai Village, Nallagoundanpalayam, Coimbatore - 642005 | NLGPM1 | Airtel | Tamil Nadu | GBT
IN-1340287 | Santhi Medu (Press Colony) | 11.1885 | 76.9616 | Mr.S.Nandagopal, S/o, Supannan Gounder, SF No: 368/8, No:12, No:4, Veerapandi, Suppanan gounder thottam, Press colony, Coimbatore- 641019 | 18255 | Vodafone | Tamil Nadu | GBT
IN-1340634 | AVP Azhagammal Nagar,Tanjore | 10.7443 | 79.1075 | SF No: 236 / 2 A, Plot No: 134, Karups Nagar Extension, Opp to Bharath College, Thanjavur - 613005 | TNJ74 | Airtel | Tamil Nadu | RT Tower
IN-1337046 | MUTHU NAGAR | 12.5204 | 79.5874 | SF No 296 / 5B Plot No 1 2 Muthunagar Cheyyar Road Mummuni Vandavasi 604408 | MUTHU2 | Airtel | Tamil Nadu | GBT
IN-1338372 | Saradha Ranganathan Agencies | 8.9532 | 77.3153 | Mr.M.A.Meenakshi Sundaram, S/o, Arumugam, SF No: 700/ 8A, No.46, Annaikarai Street, Tenkasi -627811.Near Old Hospital | ANKST1 | Airtel | Tamil Nadu | RT Tower
IN-1339022 | Nanguneri | 8.5015 | 77.6464 | Mr.Dharmaraj Salamon, S/o, Thomas Nadara, SF No: 142 / 6 A, No.91 A, Manbi Nagar, Nanguneri, Marukal Kurichi, Thirunelveli DT - 627108 | NANSA | Airtel | Tamil Nadu | GBT
IN-1337340 | Cholan Nagar | 10.8063 | 78.7459 | Mr.Abdul Kasim , S/o, Vavasa, SF No: 205 / 1A 1 A3, 5th Street, Barathidasan Nagar, Kattur, Trichy -620019 | TRY311 | Airtel | Tamil Nadu | GBT
IN-1338014 | Plani Erode RD | 11.2971 | 77.7242 | Mr.A.Subramani SF No 1065 / 1 C No.9 Jeevanantham Street Ragupathinaicken Palayam Erode - 638002 | ERD151 | Airtel | Tamil Nadu | GBT
IN-1338493 | T Ernam Patti | 9.9177 | 77.3105 | Mrs.M.Rathi, W/o, Murugan, SF No: 456 / 5, No.100 / W4, West Street, Thombinaicken Patti, Pottipuram, Theni - 625530 | TEPTT1 | Airtel | Tamil Nadu | GBT
IN-1339485 | Mannargudi-Stand Alone | 10.6832 | 79.4468 | Mr.N.Muruganantham, S/o, Nagarajan, SF No: 245/ 6 B, Mela Street, Ullurvattam, Pamani PO, Mannargudi , Thanjavur DT - 614014 | MGDSA | Airtel | Tamil Nadu | GBT
IN-1335869 | Sakthi Knitting | 11.0299 | 77.3111 | PALLADAM ROAD, KUNGAMAMPALAYAM,Trirupur | 18038 | Vodafone | Tamil Nadu | RT Pole
IN-1340167 | Sigaralapalli | 12.4976 | 78.4159 | Mr.P.Arumugam, SF No: 243 / 2B1B, NO: 1/ 291, Badarkattur, Sigarapalli Nagar, Krishnagiri - 635104 | SGLRP1 | Airtel | Tamil Nadu | GBT
IN-1341636 | MEL-PUDPUKKAM2 | 12.6611 | 79.3749 | Mr.V.Ramu, S/o, Venkatachalam, No.345, Vazhapandal Salai, Melpudhupakkam PO,Arcot Taluk, Vellore District - 632318 | MLPDM2 | Airtel | Tamil Nadu | GBT
IN-1343843 | ICR_CYRELANGOST | 12.6547 | 79.544 | Temple land, Thiruvettipuram, Cheyyar | 18364 | Vodafone | Tamil Nadu | GBT
IN-1335590 | Melavelithottam | 10.7869 | 79.119 | SF No162 5 Plot No11 Padmawathi Nagar Behind Canara Bank Melavili Thotam Thanjavur 09 Communication Address No 52 Kulanthai Ammal Nagar Thanjavur 07 | MLVTM1 | Airtel | Tamil Nadu | GBT
IN-1335382 | Eripatti | 10.6737 | 77.0886 | Mrs.Sumaiyabibi Alimshithik, 2/168, MG Pudur, Eripatti Post, Pollachi, Coimbatore-642005 | MARR1 | Airtel | Tamil Nadu | GBT
IN-1335547 | Pulimarathupalayam | 10.915 | 77.1743 | Mr.K.Narayana Samy, S/o, Kondasamy Naidu, Survey No.115 ,D.No: 1/230,Puliyamarathu Palayam, Sultanpet PO, Sulur TK, Coimbatore-641669 | .PULM1 | Airtel | Tamil Nadu | GBT
IN-1338545 | Velayapatti | 10.9539 | 79.3759 | P K Sathyamurthy S/o Krishnamurthy SF No 1760 1758 1824 A No 4/5 Bhraman Koil Street Kumbakonam 612001 Communication Address No 4/5 Braman Koil Street Kumbakonam 612001 | KUMB53 | Airtel | Tamil Nadu | GBT
IN-1336642 | Metrathi | 10.6759 | 77.3355 | Mr.Kanthasamy, S/p, Nachimuthu, SF No: 91, No.10/33 A, Panatham Patti, Metrathi PO, Madathukulam, Udmalapettai , Thiruppur DT- 642203 | MERTH1 | Airtel | Tamil Nadu | GBT
IN-1340631 | Vallalr Nagar | 12.8237 | 79.7098 | Mr.Dharmeshvaran, No: 18/8, Postal Colony, Near Collector Office, Kanchipuram - 631501 | KCPM60 | Airtel | Tamil Nadu | GBT
IN-1339594 | MANGALAM | 12.5968 | 80.0641 | Mrs.G.Maharani, SF No.103/8, Sadras Road, Mangalam, Kanchipuram - 603109 | TLKM9 | Airtel | Tamil Nadu | GBT
IN-1340630 | Sri Parasakthi complex,sengappa konar st | 10.9576 | 76.9718 | Mrs. Kannammal, W/o, Bala Subramanian, No: 289, Pollachi Main Road, Sundarapuram, Coimbatore -641024 | CBE600 | Airtel | Tamil Nadu | RT Tower
IN-1340168 | Kongarayankurichi | 8.6499 | 77.8661 | Mr.Nataraj Joseph, S/o, Thangasamy, SF No: 175/3, No:3/66, Manalmettu Street, Kongarajarkurichi, Thoothukudi - 628619 | KGYI01 | Airtel | Tamil Nadu | GBT
IN-1340749 | Palayamkottai5 | 8.7059 | 77.7551 | Mr.Anupsekar Ravindran, S/o, T. Ravidran, C-110, 4th Cross Street, Maharaja Nagar, Tirunelveli -627 011 | PKT59 | Airtel | Tamil Nadu | GBT
IN-1337360 | Telecom City 1st Rd | 11.3264 | 77.6809 | Mr.N.Veerakumar, S/o, Nallasamy, SF No: 2/8, Thindal Village, Patta No: 356, No.87, Veerappampalayam, Thindal , Erode DT- 638012 | ERD150 | Airtel | Tamil Nadu | GBM
IN-1339024 | Jayankondam | 11.213 | 79.3732 | Mr.S.Duraimaran, S/o, Sambantham, SF No : Old- 6 A1, New No: 344 / 11 , Indira Nagar, Chidambaram Road, Jayankondam, Ariyalur -621802 | JKNSA | Airtel | Tamil Nadu | GBT
IN-1339333 | Edaayankurichi1 | 11.3232 | 79.2698 | Mr.Kannan , S/o, Muthuvel, SF No: 125 / 5 A, No.2/6 A, South Street, Edayakurichi, Andimadam TK, Ariyalur - 621719 | EDANK1 | Airtel | Tamil Nadu | GBT
IN-1341651 | Maruthi nagar | 10.8801 | 78.7109 | Mr.P.Balu, S/o.Palaniyandi, SF No: 49/3, Patta No: 805, Gokulam Colony, Chandra Nagar , Near Water Tank, Mannachanallur, Trichy- 621216 | TRY245 | Airtel | Tamil Nadu | GBT
IN-1343845 | Ruby builders | 12.8965 | 80.0555 | S/o. Sambandam, 3/186, Periyar st, Moulivakkam, Kanchipuram - 600048 | 18077 | Vodafone | Tamil Nadu | GBT
IN-1340143 | `TRIL PARK Entry Gate | 12.9909 | 80.2473 | Ramanujam IT City,Taramani,Entry Gate | CHI1757 | Airtel | Chennai | GBM
IN-1340145 | TRIL Eat Outs | 12.9902 | 80.2449 | Ramanujam IT City,Taramani,Podium,Eat Outs | CHI1760 | Airtel | Chennai | GBM
IN-1340148 | TRILExit Gate | 12.9917 | 80.2452 | Ramanujam IT City,Taramani,Exit Gate | CHI1758 | Airtel | Chennai | GBM
IN-1340625 | SRP Tools Junction | 12.981 | 80.2524 | SRP Tools Junction,Chennai | CHI1783 | Airtel | Chennai | GBM
IN-1341631 | KUBERA NAGAR6 | 12.9584 | 80.199 | Mr.R.M.Saminathan, S/o, Ramasamy ,No.17, Periyar Nagar, 1st Street, Madipakkam, Chennai -600091 | CHM3956 | Airtel | Chennai | RT Tower
IN-1337345 | Manimegalai st | 9.8975 | 78.1034 | Mr U Arumugam S/o Udaiyar SF No 111/7 No30 Raja Street Sathiasai Nagar Palanganatham Madurai - 625003 | MDU327 | Airtel | Tamil Nadu | RT Tower
IN-1337347 | Bama Nagar | 9.9624 | 78.1213 | Mr A Ramakrishnan S/o Alagendran Patta No 1803 A Shedule SF No 63/5 A Balaji Nagar EXTN Yal Nagar Pallimedu Main Road Kosakulam Anaiyur Madurai - 625017 | MDU329 | Airtel | Tamil Nadu | RT Tower
IN-1336640 | Puliyur | 10.6521 | 78.8404 | Mr.Muthuvel , S/o, Mookaiya, No.782, Thoppukadu Puliyur, Kulathur TK, Pudukkottai DT -622504 | PLIR1 | Airtel | Tamil Nadu | GBT
IN-1338489 | T Pudukottai | 9.9417 | 77.2976 | Mr.R.Selvam, S/o, Rangasamy, SF No: 159/ 5 A, No.191, West Street, T.Pudukottai, Theni, Pottipuram - 625528 | TPDTT1 | Airtel | Tamil Nadu | GBT
IN-1340067 | Railway Crossing | 10.487 | 77.7612 | Mrs.A.Pappa, W/o, Arunachalam, No: 1034 / A 1-2, Society Colony, Oddenchatram, Dindigul - 624619 | ODCM9 | Airtel | Tamil Nadu | GBT
IN-1336629 | Chinna Anuppanandi | 9.9043 | 78.1487 | Mr.K.Arumugam, S/o, Karuppanan, Plot No.4, 16, No:394 / 4 A, Babu Nagar, Sowrastra Teachers Colony, Anupanadi, Madurai - 625009 | CHANP1 | Airtel | Tamil Nadu | RT Tower
IN-1339334 | Kannakkur1 | 9.9988 | 79.1142 | Mr.Kalimuthu , S/o, Avudai, SF No: 7/2, Kannakur, Avudaiyarkovil, Talanur, Pudukkottai DT - 614621 | KANKU1 | Airtel | Tamil Nadu | GBT
IN-1339335 | Ponbethi1 | 9.9624 | 79.0873 | Mr.R.Ramananth, S/o, Ramalingam, Patta No: 510,SF No: 90/3, Ponpethi, Avudaiyarkovil TK, Pudukkottai DT- 614629 | PONHI1 | Airtel | Tamil Nadu | GBT
IN-1340636 | Oddanchatram | 10.4914 | 77.7451 | Mr.Sahabudeen, S/o, Mohamed, 303 D/7, Thumbichampatti, Oddanchatram, Dindigul - 624619 | ODCM11 | Airtel | Tamil Nadu | RT Tower
IN-1337369 | Thamarai Kudiyirupu | 13.1042 | 80.1671 | Mr.D.Vinoth , No: 48 / 49, Bajanai Koil Street, Pattaravakkam, Chennai 600098 | CHM3757 | Airtel | Chennai | RT Tower
IN-1337366 | Ennore,Tulsi Kuppam | 13.2225 | 80.3253 | Mr.M.Madhavan No 10/19 Sathyavani Muthu Nagar 8th Street Ennore Chennai -600057 | CHM3752 | Airtel | Chennai | GBT
IN-1342399 | Chinmayanagar-TNHB | 13.0565 | 80.1881 | Chinmayanagar-TNHB,Chennai | CHM4041 | Airtel | Chennai | RT Pole
IN-1337371 | CHINMIYA NAGAR14 | 13.0592 | 80.1856 | Mr.S.Sakthivel, S/o, Samykannu, No.155, 11th Street, Moogambigai Nagar, Nerkundram, Chennai - 600107 | CHM3759 | Airtel | Chennai | RT Tower
IN-1340920 | AYAPPAKKAM16 | 13.0914 | 80.1459 | Mr.K.Kamalakannan, S/o, Krishnappa Naidu, No.77, Krishna Salai, Srinivasa Colony, ICF Colony, Athipet, Chennai -600058 | CHM3930 | Airtel | Chennai | RT Tower
IN-1337353 | Velampalayam | 11.1119 | 77.311 | Mrs.Parameswari, SF No: 636 / 1 A, ACE City Garder,Thiruppur DT- 641 603 | TIR254 | Airtel | Tamil Nadu | GBM
IN-1339325 | Periyar Colony | 11.1356 | 77.3272 | W/o Jeganathan NO 8/375 AAVP Layout ist Street Extn Gandhinagar Tiruppur 03 | TIR307 | Airtel | Tamil Nadu | RT Tower
IN-1340632 | Sri shanmugam Road,R.S puram | 11.0059 | 76.9528 | Mr.K.V.Ganeshan, S/o, KR.Vanchi Iyer, No.40/70, Sri Shanmugam Road, RS Puram, Coimbatore - 641002 | CBE632 | Airtel | Tamil Nadu | RT Tower
IN-1343684 | Ravanpuram 2 | 10.5374 | 77.1059 | Mr.N.Manoharan, S/o, Nachimuthu Gounder, SF No: 65/3A, No:1/45 A, Old No:1/39 A, Udumalaipettai, Thiruppur DT- 642207 | RAVAN2 | Airtel | Tamil Nadu | GBT
IN-1344669 | Vsk Nagar | 11.0849 | 76.9334 | Mr.S.Veluswamy, S/o, P V Subbaiyan, SF No: 61/ 6 A, VSK NAGAR BUS STOP,K.VADAMADURAI,COIMBATORE-641017 | TUDR15 | Airtel | Tamil Nadu | GBT
IN-1346346 | Anjugam nagar | 11.0618 | 76.9725 | 220/B2 A/2, Chinnavedampatti village, Udayampalayam coimbatore- 641049 | CBE635 | Airtel | Tamil Nadu | GBT
IN-1339284 | MKB NAGAR16 | 13.1198 | 80.2654 | M Thangapandi, No.56/5, Samiyar Madam, 3rd Street,Vyasarpadi, Chennai - 39 | CHM3855 | Airtel | Chennai | RT Tower
IN-1340771 | Korrukupet | 13.1184 | 80.2833 | Mr.C Venkata Krishnan,No.9/4, Rangaiyan Lane, Old Washermenpet, Chennai - 600021 | CHN3958 | Vodafone | Chennai | RT Tower
IN-1341632 | MOOLAIKADAI JUNCTION7 | 13.1299 | 80.2365 | Mr.Joseph Prakash, No.79 A, 3rd Street, Chandra Prabhu Colony, Ponniammanmedu Moolakadai, Chennai 600110 | CHM3958 | Airtel | Chennai | RT Tower
IN-1341685 | REDHILS28 | 13.1782 | 80.154 | Mr.K.Govindasamy, No.496/238, Pothur Main Road, Periyar Nagar, Lakshmi Puram Medu, Chennai -600052 | CHM3964 | Airtel | Chennai | GBT
IN-1342509 | Kattur | 13.1782 | 80.154 | Dyanamic gasket pvt ltd, No 35, Pammathukulam Village Chennai | CHN3155 | Vodafone | Chennai | GBT
IN-1344731 | Aminjikarai8 | 13.0739 | 80.2279 | 2/25, Lakshmi talkies road, Shenoy Nagar east, Aminjikarai, Ch - 30 | CHM4119 | Airtel | Chennai | RT Tower
IN-1346435 | KRISHNAPURAM10 | 13.125 | 80.1258 | Mr.M.Dhasarathan, S/o, Muthukrishnan, No.21, 9th Street, 4th Cross Street, Vaishnav Nagar, Carshed Complex, Avadi, Chennai-600109 | CHM3971 | Airtel | Chennai | GBT
IN-1346490 | MATHU14 | 13.1724 | 80.2203 | 193/42, Plot no:15, Vetri Nagar extn, Vadaperumbakkam, Madhavaram, Chennai - 600060 | CHM4040 | Airtel | Chennai | RT Tower
IN-1346492 | THIRUVOTRIYUR20 | 13.1549 | 80.2952 | Ts/o. Karuppasamy, 13/22a, Veeraragavan st, West mada St, Kaladipet, Thrivottriyur, Ch-19 | CHM4034 | Airtel | Chennai | RT Tower
IN-1342905 | TARAMANI24 | 12.981 | 80.2365 | no.29 Kennadi Street, Thanthai Periyar nagar, Taramani - 600113 | CHM4067 | Airtel | Chennai | RT Tower
IN-1343597 | Mylapore12 | 13.0411 | 80.2743 | Mr.P.Harikrishnan, S/o, Perumal, No.34, Karaneeswarar Pagoda Street, Mylapore, Chennai 600004 | CHM3858 | Airtel | Chennai | RT Tower
IN-1343681 | SHOLINGANALLUR 42 | 12.9027 | 80.2326 | No 509/510, village high road,Sholinganallur,Ch-119 | CHM4074 | Airtel | Chennai | RT Tower
IN-1346491 | Pammal10 | 12.9695 | 80.1335 | 130, Santhinagar, Chrompet, Chennai - 44 | CHM3985 | Airtel | Chennai | RT Tower
IN-1340289 | Gynavolipuram | 9.9313 | 78.1 | Mr.John Britto, S/o, Susai Manickam, T.S.No, 1320 , Plot No: 8, 16/38, Viswapuri 2nd Street, Gynavolipuram, Madurai- 625016 | 18257 | Vodafone | Tamil Nadu | RT Tower
IN-1340445 | Samayanallur | 9.9734 | 78.0394 | Mr.M.Duraipandi, S/o, Mandaiyan, SF No: 34/ 5 A1, Santhanamariyamman Koil Street, Sathyamoorthy Nagar, Samayanallur, Madurai - 625402 | SMNLR3 | Airtel | Tamil Nadu | GBT
IN-1341638 | Pudukottai29 | 10.3966 | 78.8296 | Mr.M.Parthiban, S/o, L.Muthaiah, No:2735 A, LMR Illam, Srinivasa Nagar 5th Cross Street, Matchuvadi, Pudukkottai - 622001 | PDKT29 | Airtel | Tamil Nadu | GBT
IN-1339093 | GUDANAGARAM 3 | 12.9131 | 78.8754 | Mr.Palani Jegadeesan SF No 3/2 Plot No 3839 40 PSK Nagar Near Melathur Indian Bank Goodanagaram Gudiyatham TK Vellore DT 635806 / Communication Address No.60 Pillaiyar Koil Street Goodanagaram Gudiya | GODNR3 | Airtel | Tamil Nadu | GBT
IN-1339592 | Ambur | 12.7872 | 78.7117 | Mrs.K.L,Abirami, W/o, D.Naresh, No:45, New Kangarthiya 2nd Street, Perumal Koil Backside, Ambur - 635802 | AMBR37 | Airtel | Tamil Nadu | GBT
IN-1346350 | Ariyur 5 | 12.8814 | 79.1092 | no.42, 806/7, Shree Ganesh Nagar, Ariyur Village, Vellore - 632001 | ARYUR5 | Airtel | Tamil Nadu | GBT
IN-1334825 | Peral | 11.8313 | 79.0426 | Mr.K.Govindharaju, S/o, Kuppusamy, SF No.75/1A, D.No: 41, Main Road, Peral, Noorolai -Post, Sankarapuram TK, Villupuram DT- 606205 | PERAL1 | Airtel | Tamil Nadu | GBT
IN-1346334 | Shoolagiri | 12.6712 | 77.9731 | Mr.Chinnavenkadavamappa. S/o, Pethpittappa, SF No: 298/ 1 A, Patta No: 213, Nallaganakothapalli,Krishnagiri - 635117 | SHLGR1 | Airtel | Tamil Nadu | GBT
IN-1346338 | Vagurappampatti | 12.2185 | 78.2916 | 240/11B, Patta no. 1789, Dharamapuri Dt - 636806, Palacode, Ammandiammal puram | VGPPM1 | Airtel | Tamil Nadu | GBT
IN-1343348 | DHANAKKARKULAM2 | 8.2449 | 77.649 | 15/2B1, Dhanakarkulam Main road, Radhapuram - 627116 | DKRLM2 | Airtel | Tamil Nadu | GBT
IN-1346407 | Vazhode1 | 8.221 | 77.2992 | 587/5, No.5-105, Sola Thattu Vilai, Alancode, Eraniel, Kanyakumari, 629802 | VAZHO1 | Airtel | Tamil Nadu | GBT
IN-1343683 | Tirukatupalli | 10.8493 | 78.9544 | s/o. Mohanasundaran, 84/18 B1, 84/18a, Near Bus Stand, tirukattupalli, Budalaur Taluk, Tanjore - 613104 | 18279 | Vodafone | Tamil Nadu | GBT
IN-1344674 | Edamalayur2 | 10.7024 | 79.3603 | No.301, B1, 6E, Edamalayur, Mannarukudi - 614013 | EMYUR2 | Airtel | Tamil Nadu | GBT